## HVIProdAirFlow
Product Category | Brand Owner | Brand Name | Model | Static Pressure (Pa) Owner | Static Pressure (in wg) | Net Supply (L/s) | Net Supply (cfm) | Gross Supply (L/s) | Gross Supply (cfm) | Gross Exhaust (L/s) | Gross Exhaust (cfm) | CPD Sec III Max SRE@0 | CPD Sec III Net Airflow (l/s) | CPD Sec III Net Airflow (cfm) | CPD Sec III power | C439-18 Compliant
ERVs | Air King America LLC | Air King | AKEV160 | 25 | 0.1 | 72 | 153 | 75 | 159 | 72 | 153 | 74 | 30 | 64 | 60 | No
ERVs | Air King America LLC | Air King | AKEV160 | 50 | 0.2 | 66 | 140 | 69 | 146 | 68 | 144 | 74 | 30 | 64 | 60 | No
ERVs | Air King America LLC | Air King | AKEV160 | 75 | 0.3 | 60 | 127 | 62 | 131 | 62 | 131 | 74 | 30 | 64 | 60 | No
ERVs | Air King America LLC | Air King | AKEV160 | 100 | 0.4 | 53 | 112 | 55 | 117 | 57 | 121 | 74 | 30 | 64 | 60 | No
ERVs | Air King America LLC | Air King | AKEV160 | 125 | 0.5 | 46 | 97 | 48 | 102 | 51 | 108 | 74 | 30 | 64 | 60 | No
ERVs | Air King America LLC | Air King | AKEV160 | 150 | 0.6 | 38 | 81 | 40 | 85 | 46 | 97 | 74 | 30 | 64 | 60 | No
ERVs | Air King America LLC | Air King | AKEV160 | 175 | 0.7 | 29 | 61 | 30 | 64 | 42 | 89 | 74 | 30 | 64 | 60 | No
HRVs | Airia Brands Inc. | Airflow | AIR-125-R | 25 | 0.1 | 65 | 138 | 65 | 138 | 65 | 138 | 68 | 30 | 64 | 66 | Yes
HRVs | Airia Brands Inc. | Airflow | AIR-125-R | 50 | 0.2 | 63 | 133 | 63 | 133 | 63 | 133 | 68 | 30 | 64 | 66 | Yes
HRVs | Airia Brands Inc. | Airflow | AIR-125-R | 75 | 0.3 | 61 | 129 | 61 | 129 | 61 | 129 | 68 | 30 | 64 | 66 | Yes
HRVs | Airia Brands Inc. | Airflow | AIR-125-R | 100 | 0.4 | 59 | 125 | 59 | 125 | 59 | 125 | 68 | 30 | 64 | 66 | Yes
HRVs | Airia Brands Inc. | Airflow | AIR-125-R | 125 | 0.5 | 57 | 121 | 57 | 121 | 57 | 121 | 68 | 30 | 64 | 66 | Yes
HRVs | Airia Brands Inc. | Airflow | AIR-125-R | 150 | 0.6 | 55 | 117 | 55 | 117 | 54 | 114 | 68 | 30 | 64 | 66 | Yes
HRVs | Airia Brands Inc. | Airflow | AIR-125-R | 175 | 0.7 | 53 | 112 | 53 | 112 | 52 | 110 | 68 | 30 | 64 | 66 | Yes
HRVs | Airia Brands Inc. | Airflow | AIR-125-R | 200 | 0.8 | 50 | 106 | 50 | 106 | 49 | 104 | 68 | 30 | 64 | 66 | Yes
HRVs | Airia Brands Inc. | Airflow | AIR-125-R | 225 | 0.9 | 48 | 102 | 48 | 102 | 46 | 97 | 68 | 30 | 64 | 66 | Yes
HRVs | Airia Brands Inc. | Airflow | AIR-125-R | 250 | 1.0 | 44 | 93 | 44 | 93 | 41 | 87 | 68 | 30 | 64 | 66 | Yes
HRVs | Airia Brands Inc. | Airflow | AIR-265-R | 25 | 0.1 | 131 | 278 | 133 | 282 | 148 | 314 | 75 | 30 | 64 | 22 | Yes
HRVs | Airia Brands Inc. | Airflow | AIR-265-R | 50 | 0.2 | 128 | 271 | 130 | 275 | 145 | 307 | 75 | 30 | 64 | 22 | Yes
HRVs | Airia Brands Inc. | Airflow | AIR-265-R | 75 | 0.3 | 126 | 267 | 127 | 269 | 142 | 301 | 75 | 30 | 64 | 22 | Yes
HRVs | Airia Brands Inc. | Airflow | AIR-265-R | 100 | 0.4 | 123 | 261 | 124 | 263 | 138 | 292 | 75 | 30 | 64 | 22 | Yes
HRVs | Airia Brands Inc. | Airflow | AIR-265-R | 125 | 0.5 | 120 | 254 | 121 | 256 | 135 | 286 | 75 | 30 | 64 | 22 | Yes
HRVs | Airia Brands Inc. | Airflow | AIR-265-R | 150 | 0.6 | 117 | 248 | 118 | 250 | 131 | 278 | 75 | 30 | 64 | 22 | Yes
HRVs | Airia Brands Inc. | Airflow | AIR-265-R | 175 | 0.7 | 114 | 242 | 115 | 244 | 128 | 271 | 75 | 30 | 64 | 22 | Yes
HRVs | Airia Brands Inc. | Airflow | AIR-265-R | 200 | 0.8 | 110 | 233 | 112 | 237 | 125 | 265 | 75 | 30 | 64 | 22 | Yes
HRVs | Airia Brands Inc. | Airflow | AIR-265-R | 225 | 0.9 | 107 | 227 | 108 | 229 | 121 | 256 | 75 | 30 | 64 | 22 | Yes
HRVs | Airia Brands Inc. | Airflow | AIR-265-R | 250 | 1.0 | 103 | 218 | 105 | 222 | 118 | 250 | 75 | 30 | 64 | 22 | Yes
HRVs | Airia Brands Inc. | Airflow | AIR-85-F | 25 | 0.1 | 50 | 106 | 50 | 106 | 52 | 110 |  |  |  |  | Yes
HRVs | Airia Brands Inc. | Airflow | AIR-85-F | 50 | 0.2 | 46 | 97 | 47 | 100 | 48 | 102 |  |  |  |  | Yes
HRVs | Airia Brands Inc. | Airflow | AIR-85-F | 75 | 0.3 | 43 | 91 | 43 | 91 | 45 | 95 |  |  |  |  | Yes
HRVs | Airia Brands Inc. | Airflow | AIR-85-F | 100 | 0.4 | 40 | 85 | 40 | 85 | 41 | 87 | 60 | 30 | 64 | 37 | Yes
HRVs | Airia Brands Inc. | Airflow | AIR-85-F | 125 | 0.5 | 36 | 76 | 36 | 76 | 37 | 78 |  |  |  |  | Yes
HRVs | Airia Brands Inc. | Airflow | AIR-85-F | 150 | 0.6 | 31 | 66 | 31 | 66 | 32 | 68 |  |  |  |  | Yes
HRVs | Airia Brands Inc. | Airflow | AIR-85-F | 175 | 0.7 | 26 | 55 | 26 | 55 | 27 | 57 |  |  |  |  | Yes
HRVs | Airia Brands Inc. | Airflow | AIR-85-F | 200 | 0.8 | 20 | 42 | 20 | 42 | 20 | 42 |  |  |  |  | Yes
HRVs | Airia Brands Inc. | Airflow | AIR130F | 25 | 0.1 | 82 | 174 | 83 | 176 | 82 | 174 | 66 | 30 | 64 | 60 | No
HRVs | Airia Brands Inc. | Airflow | AIR130F | 50 | 0.2 | 77 | 163 | 78 | 165 | 77 | 163 | 66 | 30 | 64 | 60 | No
HRVs | Airia Brands Inc. | Airflow | AIR130F | 75 | 0.3 | 73 | 155 | 73 | 155 | 71 | 150 | 66 | 30 | 64 | 60 | No
HRVs | Airia Brands Inc. | Airflow | AIR130F | 100 | 0.4 | 67 | 142 | 68 | 144 | 65 | 138 | 66 | 30 | 64 | 60 | No
HRVs | Airia Brands Inc. | Airflow | AIR130F | 125 | 0.5 | 62 | 131 | 63 | 133 | 60 | 127 | 66 | 30 | 64 | 60 | No
HRVs | Airia Brands Inc. | Airflow | AIR130F | 150 | 0.6 | 56 | 119 | 57 | 121 | 54 | 114 | 66 | 30 | 64 | 60 | No
HRVs | Airia Brands Inc. | Airflow | AIR130F | 175 | 0.7 | 51 | 108 | 51 | 108 | 48 | 102 | 66 | 30 | 64 | 60 | No
HRVs | Airia Brands Inc. | Airflow | AIR130F | 200 | 0.8 | 45 | 95 | 45 | 95 | 43 | 91 | 66 | 30 | 64 | 60 | No
HRVs | Airia Brands Inc. | Airflow | AIR130F | 225 | 0.9 | 39 | 83 | 39 | 83 | 37 | 78 | 66 | 30 | 64 | 60 | No
HRVs | Airia Brands Inc. | Airflow | AIR130F | 250 | 1.0 | 33 | 70 | 34 | 72 | 31 | 66 | 66 | 30 | 64 | 60 | No
HRVs | Airia Brands Inc. | Airflow | AIR130F | 275 | 1.1 | 28 | 59 | 28 | 59 | 26 | 55 | 66 | 30 | 64 | 60 | No
HRVs | Airia Brands Inc. | Airflow | AIR100HEXF | 25 | 0.1 | 54 | 114 | 54 | 114 | 52 | 110 | 77 | 23 | 49 | 28 | No
HRVs | Airia Brands Inc. | Airflow | AIR100HEXF | 50 | 0.2 | 51 | 108 | 51 | 108 | 49 | 104 | 77 | 23 | 49 | 28 | No
HRVs | Airia Brands Inc. | Airflow | AIR100HEXF | 75 | 0.3 | 48 | 102 | 48 | 102 | 46 | 97 | 77 | 23 | 49 | 28 | No
HRVs | Airia Brands Inc. | Airflow | AIR100HEXF | 100 | 0.4 | 44 | 93 | 44 | 93 | 42 | 89 | 77 | 23 | 49 | 28 | No
HRVs | Airia Brands Inc. | Airflow | AIR100HEXF | 125 | 0.5 | 40 | 85 | 40 | 85 | 38 | 81 | 77 | 23 | 49 | 28 | No
HRVs | Airia Brands Inc. | Airflow | AIR100HEXF | 150 | 0.6 | 35 | 74 | 35 | 74 | 34 | 72 | 77 | 23 | 49 | 28 | No
HRVs | Airia Brands Inc. | Airflow | AIR100HEXF | 175 | 0.7 | 29 | 61 | 29 | 61 | 28 | 59 | 77 | 23 | 49 | 28 | No
HRVs | Airia Brands Inc. | Airflow | AIR100HEXF | 200 | 0.8 | 23 | 49 | 23 | 49 | 22 | 47 | 77 | 23 | 49 | 28 | No
HRVs | Airia Brands Inc. | Airflow | AIR205-R | 25 | 0.1 | 96 | 203 | 97 | 206 | 100 | 212 | 76 | 30 | 64 | 61 | Yes
HRVs | Airia Brands Inc. | Airflow | AIR205-R | 50 | 0.2 | 91 | 193 | 92 | 195 | 93 | 197 | 76 | 30 | 64 | 61 | Yes
HRVs | Airia Brands Inc. | Airflow | AIR205-R | 75 | 0.3 | 86 | 182 | 87 | 184 | 87 | 184 | 76 | 30 | 64 | 61 | Yes
HRVs | Airia Brands Inc. | Airflow | AIR205-R | 100 | 0.4 | 80 | 170 | 82 | 174 | 81 | 172 | 76 | 30 | 64 | 61 | Yes
HRVs | Airia Brands Inc. | Airflow | AIR205-R | 125 | 0.5 | 75 | 159 | 76 | 161 | 74 | 157 | 76 | 30 | 64 | 61 | Yes
HRVs | Airia Brands Inc. | Airflow | AIR205-R | 150 | 0.6 | 69 | 146 | 70 | 148 | 68 | 144 | 76 | 30 | 64 | 61 | Yes
HRVs | Airia Brands Inc. | Airflow | AIR205-R | 175 | 0.7 | 63 | 133 | 64 | 136 | 61 | 129 | 76 | 30 | 64 | 61 | Yes
HRVs | Airia Brands Inc. | Airflow | AIR205-R | 200 | 0.8 | 57 | 121 | 58 | 123 | 54 | 114 | 76 | 30 | 64 | 61 | Yes
HRVs | Airia Brands Inc. | Airflow | AIR205-R | 225 | 0.9 | 50 | 106 | 51 | 108 | 48 | 102 | 76 | 30 | 64 | 61 | Yes
HRVs | Airia Brands Inc. | Airflow | AIR205-R | 250 | 1.0 | 43 | 91 | 44 | 93 | 41 | 87 | 76 | 30 | 64 | 61 | Yes
HRVs | Airia Brands Inc. | Airflow | AIR155R | 25 | 0.1 | 80 | 170 | 85 | 180 | 88 | 186 | 75 | 30 | 64 | 72 | Yes
HRVs | Airia Brands Inc. | Airflow | AIR155R | 50 | 0.2 | 75 | 159 | 79 | 167 | 81 | 172 | 75 | 30 | 64 | 72 | Yes
HRVs | Airia Brands Inc. | Airflow | AIR155R | 75 | 0.3 | 70 | 148 | 74 | 157 | 74 | 157 | 75 | 30 | 64 | 72 | Yes
HRVs | Airia Brands Inc. | Airflow | AIR155R | 100 | 0.4 | 65 | 138 | 69 | 146 | 63 | 133 | 75 | 30 | 64 | 72 | Yes
HRVs | Airia Brands Inc. | Airflow | AIR155R | 125 | 0.5 | 58 | 123 | 62 | 131 | 39 | 83 | 75 | 30 | 64 | 72 | Yes
HRVs | Airia Brands Inc. | Airflow | AIR 135-ES | 25 | 0.1 | 88 | 186 | 90 | 191 | 86 | 182 | 65 | 30 | 64 | 48 | Yes
HRVs | Airia Brands Inc. | Airflow | AIR 135-ES | 50 | 0.2 | 82 | 174 | 84 | 178 | 80 | 170 | 65 | 30 | 64 | 48 | Yes
HRVs | Airia Brands Inc. | Airflow | AIR 135-ES | 75 | 0.3 | 77 | 163 | 79 | 167 | 75 | 159 | 65 | 30 | 64 | 48 | Yes
HRVs | Airia Brands Inc. | Airflow | AIR 135-ES | 100 | 0.4 | 71 | 150 | 73 | 155 | 69 | 146 | 65 | 30 | 64 | 48 | Yes
HRVs | Airia Brands Inc. | Airflow | AIR 135-ES | 125 | 0.5 | 66 | 140 | 67 | 142 | 64 | 136 | 65 | 30 | 64 | 48 | Yes
HRVs | Airia Brands Inc. | Airflow | AIR 135-ES | 150 | 0.6 | 60 | 127 | 61 | 129 | 58 | 123 | 65 | 30 | 64 | 48 | Yes
HRVs | Airia Brands Inc. | Airflow | AIR 135-ES | 175 | 0.7 | 54 | 114 | 55 | 117 | 52 | 110 | 65 | 30 | 64 | 48 | Yes
HRVs | Airia Brands Inc. | Airflow | AIR 135-ES | 200 | 0.8 | 48 | 102 | 49 | 104 | 46 | 97 | 65 | 30 | 64 | 48 | Yes
HRVs | Airia Brands Inc. | Airflow | AIR 135-ES | 225 | 0.9 | 42 | 89 | 42 | 89 | 39 | 83 | 65 | 30 | 64 | 48 | Yes
HRVs | Airia Brands Inc. | Airflow | AIR 135-ES | 250 | 1.0 | 35 | 74 | 35 | 74 | 31 | 66 | 65 | 30 | 64 | 48 | Yes
ERVs | Airia Brands Inc. | Airflow | AIR125ERVR | 25 | 0.1 | 63 | 133 | 63 | 133 | 63 | 133 | 67 | 23 | 49 | 49 | Yes
ERVs | Airia Brands Inc. | Airflow | AIR125ERVR | 50 | 0.2 | 61 | 129 | 61 | 129 | 61 | 129 | 67 | 23 | 49 | 49 | Yes
ERVs | Airia Brands Inc. | Airflow | AIR125ERVR | 75 | 0.3 | 59 | 125 | 60 | 127 | 59 | 125 | 67 | 23 | 49 | 49 | Yes
ERVs | Airia Brands Inc. | Airflow | AIR125ERVR | 100 | 0.4 | 57 | 121 | 58 | 123 | 57 | 121 | 67 | 23 | 49 | 49 | Yes
ERVs | Airia Brands Inc. | Airflow | AIR125ERVR | 125 | 0.5 | 55 | 117 | 56 | 119 | 55 | 117 | 67 | 23 | 49 | 49 | Yes
ERVs | Airia Brands Inc. | Airflow | AIR125ERVR | 150 | 0.6 | 53 | 112 | 53 | 112 | 53 | 112 | 67 | 23 | 49 | 49 | Yes
ERVs | Airia Brands Inc. | Airflow | AIR125ERVR | 175 | 0.7 | 50 | 106 | 51 | 108 | 50 | 106 | 67 | 23 | 49 | 49 | Yes
ERVs | Airia Brands Inc. | Airflow | AIR125ERVR | 200 | 0.8 | 48 | 102 | 48 | 102 | 48 | 102 | 67 | 23 | 49 | 49 | Yes
ERVs | Airia Brands Inc. | Airflow | AIR125ERVR | 225 | 0.9 | 44 | 93 | 45 | 95 | 44 | 93 | 67 | 23 | 49 | 49 | Yes
ERVs | Airia Brands Inc. | Airflow | AIR125ERVR | 250 | 1.0 | 41 | 87 | 41 | 87 | 40 | 85 | 67 | 23 | 49 | 49 | Yes
ERVs | Airia Brands Inc. | Airflow | AIR-120-ERVR-ECM | 25 | 0.1 | 61 | 129 | 62 | 131 | 61 | 129 | 74 | 23 | 49 | 21 | Yes
ERVs | Airia Brands Inc. | Airflow | AIR-120-ERVR-ECM | 50 | 0.2 | 58 | 123 | 59 | 125 | 57 | 121 | 74 | 23 | 49 | 21 | Yes
ERVs | Airia Brands Inc. | Airflow | AIR-120-ERVR-ECM | 75 | 0.3 | 54 | 114 | 55 | 117 | 54 | 114 | 74 | 23 | 49 | 21 | Yes
ERVs | Airia Brands Inc. | Airflow | AIR-120-ERVR-ECM | 100 | 0.4 | 50 | 106 | 51 | 108 | 51 | 108 | 74 | 23 | 49 | 21 | Yes
ERVs | Airia Brands Inc. | Airflow | AIR-120-ERVR-ECM | 125 | 0.5 | 46 | 97 | 47 | 100 | 48 | 102 | 74 | 23 | 49 | 21 | Yes
ERVs | Airia Brands Inc. | Airflow | AIR-120-ERVR-ECM | 150 | 0.6 | 41 | 87 | 41 | 87 | 43 | 91 | 74 | 23 | 49 | 21 | Yes
ERVs | Airia Brands Inc. | Airflow | AIR-120-ERVR-ECM | 175 | 0.7 | 34 | 72 | 35 | 74 | 36 | 76 | 74 | 23 | 49 | 21 | Yes
ERVs | Airia Brands Inc. | Airflow | AIR-120-ERVR-ECM | 200 | 0.8 | 27 | 57 | 27 | 57 | 26 | 55 | 74 | 23 | 49 | 21 | Yes
ERVs | Airia Brands Inc. | Airflow | AIR-140-ERVF | 25 | 0.1 | 76 | 161 | 77 | 163 | 76 | 161 | 77 | 30 | 64 | 77 | Yes
ERVs | Airia Brands Inc. | Airflow | AIR-140-ERVF | 50 | 0.2 | 71 | 150 | 72 | 153 | 72 | 153 | 77 | 30 | 64 | 77 | Yes
ERVs | Airia Brands Inc. | Airflow | AIR-140-ERVF | 75 | 0.3 | 66 | 140 | 66 | 140 | 66 | 140 | 77 | 30 | 64 | 77 | Yes
ERVs | Airia Brands Inc. | Airflow | AIR-140-ERVF | 100 | 0.4 | 60 | 127 | 61 | 129 | 61 | 129 | 77 | 30 | 64 | 77 | Yes
ERVs | Airia Brands Inc. | Airflow | AIR-140-ERVF | 125 | 0.5 | 55 | 117 | 56 | 119 | 55 | 117 | 77 | 30 | 64 | 77 | Yes
ERVs | Airia Brands Inc. | Airflow | AIR-140-ERVF | 150 | 0.6 | 50 | 106 | 50 | 106 | 49 | 104 | 77 | 30 | 64 | 77 | Yes
ERVs | Airia Brands Inc. | Airflow | AIR-140-ERVF | 175 | 0.7 | 44 | 93 | 44 | 93 | 43 | 91 | 77 | 30 | 64 | 77 | Yes
ERVs | Airia Brands Inc. | Airflow | AIR-140-ERVF | 200 | 0.8 | 38 | 81 | 39 | 83 | 37 | 78 | 77 | 30 | 64 | 77 | Yes
ERVs | Airia Brands Inc. | Airflow | AIR-140-ERVF | 225 | 0.9 | 32 | 68 | 33 | 70 | 30 | 64 | 77 | 30 | 64 | 77 | Yes
ERVs | Airia Brands Inc. | Airflow | AIR-140-ERVF | 250 | 1.0 | 26 | 55 | 26 | 55 | 24 | 51 | 77 | 30 | 64 | 77 | Yes
ERVs | Airia Brands Inc. | Airflow | AIR-180-ERVF-ECM | 25 | 0.1 | 94 | 199 | 95 | 201 | 99 | 210 | 84 | 30 | 64 | 28 | Yes
ERVs | Airia Brands Inc. | Airflow | AIR-180-ERVF-ECM | 50 | 0.2 | 90 | 191 | 91 | 193 | 95 | 201 | 84 | 30 | 64 | 28 | Yes
ERVs | Airia Brands Inc. | Airflow | AIR-180-ERVF-ECM | 75 | 0.3 | 87 | 184 | 88 | 186 | 91 | 193 | 84 | 30 | 64 | 28 | Yes
ERVs | Airia Brands Inc. | Airflow | AIR-180-ERVF-ECM | 100 | 0.4 | 83 | 176 | 84 | 178 | 87 | 184 | 84 | 30 | 64 | 28 | Yes
ERVs | Airia Brands Inc. | Airflow | AIR-180-ERVF-ECM | 125 | 0.5 | 79 | 167 | 80 | 170 | 83 | 176 | 84 | 30 | 64 | 28 | Yes
ERVs | Airia Brands Inc. | Airflow | AIR-180-ERVF-ECM | 150 | 0.6 | 75 | 159 | 75 | 159 | 79 | 167 | 84 | 30 | 64 | 28 | Yes
ERVs | Airia Brands Inc. | Airflow | AIR-180-ERVF-ECM | 175 | 0.7 | 71 | 150 | 71 | 150 | 75 | 159 | 84 | 30 | 64 | 28 | Yes
ERVs | Airia Brands Inc. | Airflow | AIR-180-ERVF-ECM | 200 | 0.8 | 66 | 140 | 67 | 142 | 70 | 148 | 84 | 30 | 64 | 28 | Yes
ERVs | Airia Brands Inc. | Airflow | AIR-180-ERVF-ECM | 225 | 0.9 | 63 | 133 | 63 | 133 | 66 | 140 | 84 | 30 | 64 | 28 | Yes
ERVs | Airia Brands Inc. | Airflow | AIR-180-ERVF-ECM | 250 | 1.0 | 59 | 125 | 59 | 125 | 62 | 131 | 84 | 30 | 64 | 28 | Yes
ERVs | Airia Brands Inc. | Airflow | AIR-130-ERVR | 25 | 0.1 | 81 | 172 | 81 | 172 | 80 | 170 | 75 | 42 | 89 | 80 | Yes
ERVs | Airia Brands Inc. | Airflow | AIR-130-ERVR | 50 | 0.2 | 76 | 161 | 77 | 163 | 76 | 161 | 75 | 42 | 89 | 80 | Yes
ERVs | Airia Brands Inc. | Airflow | AIR-130-ERVR | 75 | 0.3 | 72 | 153 | 72 | 153 | 72 | 153 | 75 | 42 | 89 | 80 | Yes
ERVs | Airia Brands Inc. | Airflow | AIR-130-ERVR | 100 | 0.4 | 68 | 144 | 68 | 144 | 68 | 144 | 75 | 42 | 89 | 80 | Yes
ERVs | Airia Brands Inc. | Airflow | AIR-130-ERVR | 125 | 0.5 | 63 | 133 | 64 | 136 | 64 | 136 | 75 | 42 | 89 | 80 | Yes
ERVs | Airia Brands Inc. | Airflow | AIR-130-ERVR | 150 | 0.6 | 59 | 125 | 59 | 125 | 59 | 125 | 75 | 42 | 89 | 80 | Yes
ERVs | Airia Brands Inc. | Airflow | AIR-130-ERVR | 175 | 0.7 | 55 | 117 | 55 | 117 | 55 | 117 | 75 | 42 | 89 | 80 | Yes
ERVs | Airia Brands Inc. | Airflow | AIR-130-ERVR | 200 | 0.8 | 50 | 106 | 50 | 106 | 50 | 106 | 75 | 42 | 89 | 80 | Yes
ERVs | Airia Brands Inc. | Airflow | AIR-130-ERVR | 225 | 0.9 | 46 | 97 | 46 | 97 | 45 | 95 | 75 | 42 | 89 | 80 | Yes
ERVs | Airia Brands Inc. | Airflow | AIR-130-ERVR | 250 | 1.0 | 41 | 87 | 41 | 87 | 40 | 85 | 75 | 42 | 89 | 80 | Yes
ERVs | Airia Brands Inc. | Airflow | AIR-130-ERVR | 300 | 1.2 | 32 | 68 | 32 | 68 | 31 | 66 | 75 | 42 | 89 | 80 | Yes
ERVs | Airia Brands Inc. | Airflow | AIR-130-ERVR | 350 | 1.4 | 22 | 47 | 22 | 47 | 21 | 44 | 75 | 42 | 89 | 80 | Yes
ERVs | Airia Brands Inc. | Airflow | AIR-170-ERVR | 25 | 0.1 | 91 | 193 | 95 | 201 | 90 | 191 | 77 | 23 | 49 | 60 | Yes
ERVs | Airia Brands Inc. | Airflow | AIR-170-ERVR | 50 | 0.2 | 86 | 182 | 90 | 191 | 85 | 180 | 77 | 23 | 49 | 60 | Yes
ERVs | Airia Brands Inc. | Airflow | AIR-170-ERVR | 75 | 0.3 | 81 | 172 | 85 | 180 | 80 | 170 | 77 | 23 | 49 | 60 | Yes
ERVs | Airia Brands Inc. | Airflow | AIR-170-ERVR | 100 | 0.4 | 76 | 161 | 79 | 167 | 75 | 159 | 77 | 23 | 49 | 60 | Yes
ERVs | Airia Brands Inc. | Airflow | AIR-170-ERVR | 125 | 0.5 | 71 | 150 | 74 | 157 | 70 | 148 | 77 | 23 | 49 | 60 | Yes
ERVs | Airia Brands Inc. | Airflow | AIR-170-ERVR | 150 | 0.6 | 66 | 140 | 69 | 146 | 65 | 138 | 77 | 23 | 49 | 60 | Yes
ERVs | Airia Brands Inc. | Airflow | AIR-170-ERVR | 175 | 0.7 | 60 | 127 | 63 | 133 | 59 | 125 | 77 | 23 | 49 | 60 | Yes
ERVs | Airia Brands Inc. | Airflow | AIR-170-ERVR | 200 | 0.8 | 55 | 117 | 57 | 121 | 54 | 114 | 77 | 23 | 49 | 60 | Yes
ERVs | Airia Brands Inc. | Airflow | AIR-170-ERVR | 225 | 0.9 | 49 | 104 | 51 | 108 | 49 | 104 | 77 | 23 | 49 | 60 | Yes
ERVs | Airia Brands Inc. | Airflow | AIR-170-ERVR | 250 | 1.0 | 43 | 91 | 45 | 95 | 43 | 91 | 77 | 23 | 49 | 60 | Yes
ERVs | Airia Brands Inc. | Airflow | AIR-270-ERVR-ECM | 25 | 0.1 | 139 | 295 | 140 | 297 | 138 | 292 | 77 | 30 | 64 | 30 | Yes
ERVs | Airia Brands Inc. | Airflow | AIR-270-ERVR-ECM | 50 | 0.2 | 135 | 286 | 137 | 290 | 134 | 284 | 77 | 30 | 64 | 30 | Yes
ERVs | Airia Brands Inc. | Airflow | AIR-270-ERVR-ECM | 75 | 0.3 | 131 | 278 | 133 | 282 | 131 | 278 | 77 | 30 | 64 | 30 | Yes
ERVs | Airia Brands Inc. | Airflow | AIR-270-ERVR-ECM | 100 | 0.4 | 128 | 271 | 129 | 273 | 128 | 271 | 77 | 30 | 64 | 30 | Yes
ERVs | Airia Brands Inc. | Airflow | AIR-270-ERVR-ECM | 125 | 0.5 | 124 | 263 | 125 | 265 | 124 | 263 | 77 | 30 | 64 | 30 | Yes
ERVs | Airia Brands Inc. | Airflow | AIR-270-ERVR-ECM | 150 | 0.6 | 120 | 254 | 122 | 259 | 121 | 256 | 77 | 30 | 64 | 30 | Yes
ERVs | Airia Brands Inc. | Airflow | AIR-270-ERVR-ECM | 175 | 0.7 | 116 | 246 | 118 | 250 | 117 | 248 | 77 | 30 | 64 | 30 | Yes
ERVs | Airia Brands Inc. | Airflow | AIR-270-ERVR-ECM | 200 | 0.8 | 112 | 237 | 113 | 239 | 113 | 239 | 77 | 30 | 64 | 30 | Yes
ERVs | Airia Brands Inc. | Airflow | AIR-270-ERVR-ECM | 225 | 0.9 | 108 | 229 | 109 | 231 | 109 | 231 | 77 | 30 | 64 | 30 | Yes
HRVs | ALDES Canada | ALDES | H190TRG | 25 | 0.1 | 110 | 233 | 110 | 233 | 107 | 227 | 77 | 24 | 51 | 56 | No
HRVs | ALDES Canada | ALDES | H190TRG | 50 | 0.2 | 105 | 222 | 105 | 222 | 102 | 216 | 77 | 24 | 51 | 56 | No
HRVs | ALDES Canada | ALDES | H190TRG | 75 | 0.3 | 99 | 210 | 100 | 212 | 97 | 206 | 77 | 24 | 51 | 56 | No
HRVs | ALDES Canada | ALDES | H190TRG | 100 | 0.4 | 94 | 199 | 94 | 199 | 91 | 193 | 77 | 24 | 51 | 56 | No
HRVs | ALDES Canada | ALDES | H190TRG | 125 | 0.5 | 88 | 186 | 89 | 189 | 86 | 182 | 77 | 24 | 51 | 56 | No
HRVs | ALDES Canada | ALDES | H190TRG | 150 | 0.6 | 82 | 174 | 83 | 176 | 81 | 172 | 77 | 24 | 51 | 56 | No
HRVs | ALDES Canada | ALDES | H190TRG | 175 | 0.7 | 76 | 161 | 77 | 163 | 75 | 159 | 77 | 24 | 51 | 56 | No
HRVs | ALDES Canada | ALDES | H190TRG | 200 | 0.8 | 70 | 148 | 71 | 150 | 70 | 148 | 77 | 24 | 51 | 56 | No
HRVs | ALDES Canada | ALDES | H190TRG | 225 | 0.9 | 65 | 138 | 65 | 138 | 64 | 136 | 77 | 24 | 51 | 56 | No
HRVs | ALDES Canada | ALDES | H190TRG | 250 | 1.0 | 59 | 125 | 59 | 125 | 58 | 123 | 77 | 24 | 51 | 56 | No
HRVs | ALDES Canada | ALDES | H150TRG | 25 | 0.1 | 72 | 153 | 74 | 157 | 74 | 157 | 67 | 25 | 53 | 44 | No
HRVs | ALDES Canada | ALDES | H150TRG | 50 | 0.2 | 67 | 142 | 68 | 144 | 68 | 144 | 67 | 25 | 53 | 44 | No
HRVs | ALDES Canada | ALDES | H150TRG | 75 | 0.3 | 62 | 131 | 63 | 133 | 63 | 133 | 67 | 25 | 53 | 44 | No
HRVs | ALDES Canada | ALDES | H150TRG | 100 | 0.4 | 56 | 119 | 57 | 121 | 57 | 121 | 67 | 25 | 53 | 44 | No
HRVs | ALDES Canada | ALDES | H150TRG | 125 | 0.5 | 51 | 108 | 52 | 110 | 51 | 108 | 67 | 25 | 53 | 44 | No
HRVs | ALDES Canada | ALDES | H150TRG | 150 | 0.6 | 45 | 95 | 46 | 97 | 46 | 97 | 67 | 25 | 53 | 44 | No
HRVs | ALDES Canada | ALDES | H150TRG | 175 | 0.7 | 40 | 85 | 41 | 87 | 40 | 85 | 67 | 25 | 53 | 44 | No
HRVs | ALDES Canada | ALDES | H150TRG | 200 | 0.8 | 34 | 72 | 35 | 74 | 34 | 72 | 67 | 25 | 53 | 44 | No
HRVs | ALDES Canada | ALDES | H95TRG | 25 | 0.1 | 56 | 119 | 57 | 121 | 58 | 123 | 70 | 25 | 53 | 30 | No
HRVs | ALDES Canada | ALDES | H95TRG | 50 | 0.2 | 50 | 106 | 51 | 108 | 54 | 114 | 70 | 25 | 53 | 30 | No
HRVs | ALDES Canada | ALDES | H95TRG | 75 | 0.3 | 45 | 95 | 46 | 97 | 49 | 104 | 70 | 25 | 53 | 30 | No
HRVs | ALDES Canada | ALDES | H95TRG | 100 | 0.4 | 40 | 85 | 41 | 87 | 43 | 91 | 70 | 25 | 53 | 30 | No
HRVs | ALDES Canada | ALDES | H95TRG | 125 | 0.5 | 34 | 72 | 34 | 72 | 38 | 81 | 70 | 25 | 53 | 30 | No
HRVs | ALDES Canada | ALDES | H95TRG | 150 | 0.6 | 27 | 57 | 27 | 57 | 32 | 68 | 70 | 25 | 53 | 30 | No
HRVs | ALDES Canada | ALDES | H95TRG | 175 | 0.7 | 18 | 38 | 19 | 40 | 28 | 59 | 70 | 25 | 53 | 30 | No
HRVs | ALDES Canada | ALDES | H80HF | 25 | 0.1 | 37 | 78 | 38 | 81 | 41 | 87 | 70 | 26 | 55 | 32 | No
HRVs | ALDES Canada | ALDES | H80HF | 50 | 0.2 | 34 | 72 | 35 | 74 | 39 | 83 | 70 | 26 | 55 | 32 | No
HRVs | ALDES Canada | ALDES | H80HF | 75 | 0.3 | 32 | 68 | 32 | 68 | 36 | 76 | 70 | 26 | 55 | 32 | No
HRVs | ALDES Canada | ALDES | H80HF | 100 | 0.4 | 29 | 61 | 30 | 64 | 33 | 70 | 70 | 26 | 55 | 32 | No
HRVs | ALDES Canada | ALDES | H80HF | 125 | 0.5 | 26 | 55 | 26 | 55 | 30 | 64 | 70 | 26 | 55 | 32 | No
HRVs | ALDES Canada | ALDES | H80HF | 150 | 0.6 | 22 | 47 | 23 | 49 | 26 | 55 | 70 | 26 | 55 | 32 | No
HRVs | ALDES Canada | ALDES | H80HF | 175 | 0.7 | 18 | 38 | 19 | 40 | 22 | 47 | 70 | 26 | 55 | 32 | No
HRVs | ALDES Canada | ALDES | H80HR | 25 | 0.1 | 39 | 83 | 40 | 85 | 39 | 83 | 70 | 26 | 55 | 32 | No
HRVs | ALDES Canada | ALDES | H80HR | 50 | 0.2 | 37 | 78 | 38 | 81 | 37 | 78 | 70 | 26 | 55 | 32 | No
HRVs | ALDES Canada | ALDES | H80HR | 75 | 0.3 | 35 | 74 | 35 | 74 | 34 | 72 | 70 | 26 | 55 | 32 | No
HRVs | ALDES Canada | ALDES | H80HR | 100 | 0.4 | 32 | 68 | 32 | 68 | 31 | 66 | 70 | 26 | 55 | 32 | No
HRVs | ALDES Canada | ALDES | H80HR | 125 | 0.5 | 29 | 61 | 29 | 61 | 28 | 59 | 70 | 26 | 55 | 32 | No
HRVs | ALDES Canada | ALDES | H80HR | 150 | 0.6 | 26 | 55 | 26 | 55 | 25 | 53 | 70 | 26 | 55 | 32 | No
HRVs | ALDES Canada | ALDES | H80HR | 200 | 0.8 | 19 | 40 | 19 | 40 | 17 | 36 | 70 | 26 | 55 | 32 | No
HRVs | ALDES Canada | ALDES | H280SRG | 25 | 0.1 | 141 | 299 | 143 | 303 | 158 | 335 | 75 | 30 | 64 | 80 | No
HRVs | ALDES Canada | ALDES | H280SRG | 50 | 0.2 | 134 | 284 | 137 | 290 | 147 | 311 | 75 | 30 | 64 | 80 | No
HRVs | ALDES Canada | ALDES | H280SRG | 75 | 0.3 | 128 | 271 | 130 | 275 | 137 | 290 | 75 | 30 | 64 | 80 | No
HRVs | ALDES Canada | ALDES | H280SRG | 100 | 0.4 | 121 | 256 | 123 | 261 | 128 | 271 | 75 | 30 | 64 | 80 | No
HRVs | ALDES Canada | ALDES | H280SRG | 125 | 0.5 | 114 | 242 | 116 | 246 | 119 | 252 | 75 | 30 | 64 | 80 | No
HRVs | ALDES Canada | ALDES | H280SRG | 150 | 0.6 | 107 | 227 | 109 | 231 | 111 | 235 | 75 | 30 | 64 | 80 | No
HRVs | ALDES Canada | ALDES | H280SRG | 175 | 0.7 | 100 | 212 | 102 | 216 | 103 | 218 | 75 | 30 | 64 | 80 | No
HRVs | ALDES Canada | ALDES | H280SRG | 200 | 0.8 | 93 | 197 | 95 | 201 | 96 | 203 | 75 | 30 | 64 | 80 | No
HRVs | ALDES Canada | ALDES | H280SRG | 225 | 0.9 | 86 | 182 | 88 | 186 | 88 | 186 | 75 | 30 | 64 | 80 | No
HRVs | ALDES Canada | ALDES | H280SRG | 250 | 1.0 | 80 | 170 | 81 | 172 | 80 | 170 | 75 | 30 | 64 | 80 | No
HRVs | ALDES Canada | ALDES | H120-TQG | 25 | 0.1 | 54 | 114 | 59 | 125 | 59 | 125 | 67 | 22 | 47 | 44 | No
HRVs | ALDES Canada | ALDES | H120-TQG | 50 | 0.2 | 51 | 108 | 55 | 117 | 55 | 117 | 67 | 22 | 47 | 44 | No
HRVs | ALDES Canada | ALDES | H120-TQG | 75 | 0.3 | 48 | 102 | 52 | 110 | 52 | 110 | 67 | 22 | 47 | 44 | No
HRVs | ALDES Canada | ALDES | H120-TQG | 100 | 0.4 | 45 | 95 | 49 | 104 | 48 | 102 | 67 | 22 | 47 | 44 | No
HRVs | ALDES Canada | ALDES | H120-TQG | 125 | 0.5 | 42 | 89 | 45 | 95 | 43 | 91 | 67 | 22 | 47 | 44 | No
HRVs | ALDES Canada | ALDES | H120-TQG | 150 | 0.6 | 38 | 81 | 41 | 87 | 39 | 83 | 67 | 22 | 47 | 44 | No
HRVs | ALDES Canada | ALDES | H120-TQG | 175 | 0.7 | 34 | 72 | 37 | 78 | 34 | 72 | 67 | 22 | 47 | 44 | No
HRVs | ALDES Canada | ALDES | H120-TQG | 200 | 0.8 | 30 | 64 | 33 | 70 | 29 | 61 | 67 | 22 | 47 | 44 | No
HRVs | ALDES Canada | ALDES | H190-TQG | 25 | 0.1 | 107 | 227 | 108 | 229 | 106 | 225 | 75 | 30 | 64 | 67 | Yes
HRVs | ALDES Canada | ALDES | H190-TQG | 50 | 0.2 | 103 | 218 | 104 | 220 | 101 | 214 | 75 | 30 | 64 | 67 | Yes
HRVs | ALDES Canada | ALDES | H190-TQG | 75 | 0.3 | 99 | 210 | 99 | 210 | 96 | 203 | 75 | 30 | 64 | 67 | Yes
HRVs | ALDES Canada | ALDES | H190-TQG | 100 | 0.4 | 94 | 199 | 95 | 201 | 91 | 193 | 75 | 30 | 64 | 67 | Yes
HRVs | ALDES Canada | ALDES | H190-TQG | 125 | 0.5 | 90 | 191 | 90 | 191 | 86 | 182 | 75 | 30 | 64 | 67 | Yes
HRVs | ALDES Canada | ALDES | H190-TQG | 150 | 0.6 | 85 | 180 | 85 | 180 | 81 | 172 | 75 | 30 | 64 | 67 | Yes
HRVs | ALDES Canada | ALDES | H190-TQG | 175 | 0.7 | 80 | 170 | 80 | 170 | 75 | 159 | 75 | 30 | 64 | 67 | Yes
HRVs | ALDES Canada | ALDES | H190-TQG | 200 | 0.8 | 75 | 159 | 75 | 159 | 70 | 148 | 75 | 30 | 64 | 67 | Yes
HRVs | ALDES Canada | ALDES | H190-TQG | 225 | 0.9 | 70 | 148 | 70 | 148 | 64 | 136 | 75 | 30 | 64 | 67 | Yes
HRVs | ALDES Canada | ALDES | H190-TQG | 250 | 1.0 | 64 | 136 | 65 | 138 | 59 | 125 | 75 | 30 | 64 | 67 | Yes
HRVs | ALDES Canada | ALDES | H190-TQG | 300 | 1.2 | 53 | 112 | 54 | 114 | 47 | 100 | 75 | 30 | 64 | 67 | Yes
HRVs | ALDES Canada | ALDES | H190-TQG | 350 | 1.4 | 42 | 89 | 42 | 89 | 35 | 74 | 75 | 30 | 64 | 67 | Yes
HRVs | ALDES Canada | ALDES | H190-TQG | 400 | 1.6 | 29 | 61 | 30 | 64 | 23 | 49 | 75 | 30 | 64 | 67 | Yes
ERVs | ALDES Canada | ALDES | E80HF | 25 | 0.1 | 37 | 78 | 38 | 81 | 38 | 81 | 73 | 26 | 55 | 32 | No
ERVs | ALDES Canada | ALDES | E80HF | 50 | 0.2 | 34 | 72 | 35 | 74 | 36 | 76 | 73 | 26 | 55 | 32 | No
ERVs | ALDES Canada | ALDES | E80HF | 75 | 0.3 | 32 | 68 | 33 | 70 | 33 | 70 | 73 | 26 | 55 | 32 | No
ERVs | ALDES Canada | ALDES | E80HF | 100 | 0.4 | 29 | 61 | 30 | 64 | 30 | 64 | 73 | 26 | 55 | 32 | No
ERVs | ALDES Canada | ALDES | E80HF | 125 | 0.5 | 26 | 55 | 27 | 57 | 27 | 57 | 73 | 26 | 55 | 32 | No
ERVs | ALDES Canada | ALDES | E80HF | 150 | 0.6 | 23 | 49 | 23 | 49 | 24 | 51 | 73 | 26 | 55 | 32 | No
ERVs | ALDES Canada | ALDES | E80HF | 175 | 0.7 | 18 | 38 | 19 | 40 | 20 | 42 | 73 | 26 | 55 | 32 | No
ERVs | ALDES Canada | ALDES | E80HRG | 25 | 0.1 | 38 | 81 | 38 | 81 | 36 | 76 | 73 | 26 | 55 | 34 | No
ERVs | ALDES Canada | ALDES | E80HRG | 50 | 0.2 | 35 | 74 | 35 | 74 | 33 | 70 | 73 | 26 | 55 | 34 | No
ERVs | ALDES Canada | ALDES | E80HRG | 75 | 0.3 | 32 | 68 | 33 | 70 | 31 | 66 | 73 | 26 | 55 | 34 | No
ERVs | ALDES Canada | ALDES | E80HRG | 100 | 0.4 | 30 | 64 | 30 | 64 | 28 | 59 | 73 | 26 | 55 | 34 | No
ERVs | ALDES Canada | ALDES | E80HRG | 125 | 0.5 | 27 | 57 | 27 | 57 | 25 | 53 | 73 | 26 | 55 | 34 | No
ERVs | ALDES Canada | ALDES | E80HRG | 150 | 0.6 | 23 | 49 | 24 | 51 | 21 | 44 | 73 | 26 | 55 | 34 | No
ERVs | ALDES Canada | ALDES | E80HRG | 175 | 0.7 | 19 | 40 | 20 | 42 | 18 | 38 | 73 | 26 | 55 | 34 | No
ERVs | ALDES Canada | ALDES | E190TRG | 25 | 0.1 | 98 | 208 | 99 | 210 | 98 | 208 | 76 | 24 | 51 | 52 | No
ERVs | ALDES Canada | ALDES | E190TRG | 50 | 0.2 | 90 | 191 | 92 | 195 | 91 | 193 | 76 | 24 | 51 | 52 | No
ERVs | ALDES Canada | ALDES | E190TRG | 75 | 0.3 | 84 | 178 | 85 | 180 | 86 | 182 | 76 | 24 | 51 | 52 | No
ERVs | ALDES Canada | ALDES | E190TRG | 100 | 0.4 | 78 | 165 | 79 | 167 | 80 | 170 | 76 | 24 | 51 | 52 | No
ERVs | ALDES Canada | ALDES | E190TRG | 125 | 0.5 | 73 | 155 | 74 | 157 | 75 | 159 | 76 | 24 | 51 | 52 | No
ERVs | ALDES Canada | ALDES | E190TRG | 150 | 0.6 | 67 | 142 | 68 | 144 | 69 | 146 | 76 | 24 | 51 | 52 | No
ERVs | ALDES Canada | ALDES | E190TRG | 175 | 0.7 | 62 | 131 | 63 | 133 | 64 | 136 | 76 | 24 | 51 | 52 | No
ERVs | ALDES Canada | ALDES | E190TRG | 200 | 0.8 | 57 | 121 | 58 | 123 | 58 | 123 | 76 | 24 | 51 | 52 | No
ERVs | ALDES Canada | ALDES | E190TRG | 225 | 0.9 | 52 | 110 | 53 | 112 | 53 | 112 | 76 | 24 | 51 | 52 | No
ERVs | ALDES Canada | ALDES | E190TRG | 250 | 1.0 | 47 | 100 | 47 | 100 | 47 | 100 | 76 | 24 | 51 | 52 | No
ERVs | ALDES Canada | ALDES | E80HRX | 25 | 0.1 | 44 | 93 | 45 | 95 | 44 | 93 | 75 | 24 | 51 | 22 | No
ERVs | ALDES Canada | ALDES | E80HRX | 50 | 0.2 | 42 | 89 | 43 | 91 | 42 | 89 | 75 | 24 | 51 | 22 | No
ERVs | ALDES Canada | ALDES | E80HRX | 75 | 0.3 | 40 | 85 | 41 | 87 | 40 | 85 | 75 | 24 | 51 | 22 | No
ERVs | ALDES Canada | ALDES | E80HRX | 100 | 0.4 | 38 | 81 | 39 | 83 | 38 | 81 | 75 | 24 | 51 | 22 | No
ERVs | ALDES Canada | ALDES | E80HRX | 125 | 0.5 | 36 | 76 | 38 | 81 | 37 | 78 | 75 | 24 | 51 | 22 | No
ERVs | ALDES Canada | ALDES | E80HRX | 150 | 0.6 | 35 | 74 | 36 | 76 | 35 | 74 | 75 | 24 | 51 | 22 | No
ERVs | ALDES Canada | ALDES | E80HRX | 175 | 0.7 | 33 | 70 | 34 | 72 | 33 | 70 | 75 | 24 | 51 | 22 | No
ERVs | ALDES Canada | ALDES | E80HRX | 200 | 0.8 | 30 | 64 | 31 | 66 | 31 | 66 | 75 | 24 | 51 | 22 | No
ERVs | ALDES Canada | ALDES | E80HRX | 225 | 0.9 | 28 | 59 | 29 | 61 | 29 | 61 | 75 | 24 | 51 | 22 | No
ERVs | ALDES Canada | ALDES | E80HRX | 250 | 1.0 | 26 | 55 | 26 | 55 | 27 | 57 | 75 | 24 | 51 | 22 | No
HRVs | ALDES Canada | ALDES | H150-TQG | 25 | 0.1 | 69 | 146 | 70 | 148 | 71 | 150 | 67 | 30 | 64 | 48 | Yes
HRVs | ALDES Canada | ALDES | H150-TQG | 50 | 0.2 | 65 | 138 | 65 | 138 | 66 | 140 | 67 | 30 | 64 | 48 | Yes
HRVs | ALDES Canada | ALDES | H150-TQG | 75 | 0.3 | 60 | 127 | 61 | 129 | 62 | 131 | 67 | 30 | 64 | 48 | Yes
HRVs | ALDES Canada | ALDES | H150-TQG | 100 | 0.4 | 56 | 119 | 57 | 121 | 57 | 121 | 67 | 30 | 64 | 48 | Yes
HRVs | ALDES Canada | ALDES | H150-TQG | 125 | 0.5 | 51 | 108 | 52 | 110 | 52 | 110 | 67 | 30 | 64 | 48 | Yes
HRVs | ALDES Canada | ALDES | H150-TQG | 150 | 0.6 | 47 | 100 | 47 | 100 | 47 | 100 | 67 | 30 | 64 | 48 | Yes
HRVs | ALDES Canada | ALDES | H150-TQG | 175 | 0.7 | 42 | 89 | 43 | 91 | 41 | 87 | 67 | 30 | 64 | 48 | Yes
HRVs | ALDES Canada | ALDES | H150-TQG | 200 | 0.8 | 37 | 78 | 38 | 81 | 36 | 76 | 67 | 30 | 64 | 48 | Yes
HRVs | ALDES Canada | ALDES | H150-TQG | 225 | 0.9 | 32 | 68 | 32 | 68 | 29 | 61 | 67 | 30 | 64 | 48 | Yes
ERVs | ALDES Canada | ALDES | E130-HF | 25 | 0.1 | 54 | 114 | 55 | 117 | 51 | 108 | 69 | 24 | 51 | 44 | No
ERVs | ALDES Canada | ALDES | E130-HF | 50 | 0.2 | 50 | 106 | 51 | 108 | 48 | 102 | 69 | 24 | 51 | 44 | No
ERVs | ALDES Canada | ALDES | E130-HF | 75 | 0.3 | 46 | 97 | 47 | 100 | 45 | 95 | 69 | 24 | 51 | 44 | No
ERVs | ALDES Canada | ALDES | E130-HF | 100 | 0.4 | 42 | 89 | 43 | 91 | 42 | 89 | 69 | 24 | 51 | 44 | No
ERVs | ALDES Canada | ALDES | E130-HF | 125 | 0.5 | 39 | 83 | 40 | 85 | 39 | 83 | 69 | 24 | 51 | 44 | No
ERVs | ALDES Canada | ALDES | E130-HF | 150 | 0.6 | 35 | 74 | 36 | 76 | 36 | 76 | 69 | 24 | 51 | 44 | No
ERVs | ALDES Canada | ALDES | E130-HF | 175 | 0.7 | 32 | 68 | 33 | 70 | 33 | 70 | 69 | 24 | 51 | 44 | No
ERVs | ALDES Canada | ALDES | E130-HF | 200 | 0.8 | 29 | 61 | 29 | 61 | 30 | 64 | 69 | 24 | 51 | 44 | No
ERVs | ALDES Canada | ALDES | E130-HF | 225 | 0.9 | 25 | 53 | 26 | 55 | 27 | 57 | 69 | 24 | 51 | 44 | No
ERVs | ALDES Canada | ALDES | E130-HF | 250 | 1.0 | 23 | 49 | 23 | 49 | 24 | 51 | 69 | 24 | 51 | 44 | No
ERVs | ALDES Canada | ALDES | E130-HF-N | 25 | 0.1 | 54 | 114 | 55 | 117 | 51 | 108 | 69 | 24 | 51 | 44 | No
ERVs | ALDES Canada | ALDES | E130-HF-N | 50 | 0.2 | 50 | 106 | 51 | 108 | 48 | 102 | 69 | 24 | 51 | 44 | No
ERVs | ALDES Canada | ALDES | E130-HF-N | 75 | 0.3 | 46 | 97 | 47 | 100 | 45 | 95 | 69 | 24 | 51 | 44 | No
ERVs | ALDES Canada | ALDES | E130-HF-N | 100 | 0.4 | 42 | 89 | 43 | 91 | 42 | 89 | 69 | 24 | 51 | 44 | No
ERVs | ALDES Canada | ALDES | E130-HF-N | 125 | 0.5 | 39 | 83 | 40 | 85 | 39 | 83 | 69 | 24 | 51 | 44 | No
ERVs | ALDES Canada | ALDES | E130-HF-N | 150 | 0.6 | 35 | 74 | 36 | 76 | 36 | 76 | 69 | 24 | 51 | 44 | No
ERVs | ALDES Canada | ALDES | E130-HF-N | 175 | 0.7 | 32 | 68 | 33 | 70 | 33 | 70 | 69 | 24 | 51 | 44 | No
ERVs | ALDES Canada | ALDES | E130-HF-N | 200 | 0.8 | 29 | 61 | 29 | 61 | 30 | 64 | 69 | 24 | 51 | 44 | No
ERVs | ALDES Canada | ALDES | E130-HF-N | 225 | 0.9 | 25 | 53 | 26 | 55 | 27 | 57 | 69 | 24 | 51 | 44 | No
ERVs | ALDES Canada | ALDES | E130-HF-N | 250 | 1.0 | 23 | 49 | 23 | 49 | 24 | 51 | 69 | 24 | 51 | 44 | No
ERVs | ALDES Canada | ALDES | E130-HF-N-M | 25 | 0.1 | 54 | 114 | 55 | 117 | 51 | 108 | 69 | 24 | 51 | 44 | No
ERVs | ALDES Canada | ALDES | E130-HF-N-M | 50 | 0.2 | 50 | 106 | 51 | 108 | 48 | 102 | 69 | 24 | 51 | 44 | No
ERVs | ALDES Canada | ALDES | E130-HF-N-M | 75 | 0.3 | 46 | 97 | 47 | 100 | 45 | 95 | 69 | 24 | 51 | 44 | No
ERVs | ALDES Canada | ALDES | E130-HF-N-M | 100 | 0.4 | 42 | 89 | 43 | 91 | 42 | 89 | 69 | 24 | 51 | 44 | No
ERVs | ALDES Canada | ALDES | E130-HF-N-M | 125 | 0.5 | 39 | 83 | 40 | 85 | 39 | 83 | 69 | 24 | 51 | 44 | No
ERVs | ALDES Canada | ALDES | E130-HF-N-M | 150 | 0.6 | 35 | 74 | 36 | 76 | 36 | 76 | 69 | 24 | 51 | 44 | No
ERVs | ALDES Canada | ALDES | E130-HF-N-M | 175 | 0.7 | 32 | 68 | 33 | 70 | 33 | 70 | 69 | 24 | 51 | 44 | No
ERVs | ALDES Canada | ALDES | E130-HF-N-M | 200 | 0.8 | 29 | 61 | 29 | 61 | 30 | 64 | 69 | 24 | 51 | 44 | No
ERVs | ALDES Canada | ALDES | E130-HF-N-M | 225 | 0.9 | 25 | 53 | 26 | 55 | 27 | 57 | 69 | 24 | 51 | 44 | No
ERVs | ALDES Canada | ALDES | E130-HF-N-M | 250 | 1.0 | 23 | 49 | 23 | 49 | 24 | 51 | 69 | 24 | 51 | 44 | No
ERVs | ALDES Canada | ALDES | E130-HF-M | 25 | 0.1 | 54 | 114 | 55 | 117 | 51 | 108 | 69 | 24 | 51 | 44 | No
ERVs | ALDES Canada | ALDES | E130-HF-M | 50 | 0.2 | 50 | 106 | 51 | 108 | 48 | 102 | 69 | 24 | 51 | 44 | No
ERVs | ALDES Canada | ALDES | E130-HF-M | 75 | 0.3 | 46 | 97 | 47 | 100 | 45 | 95 | 69 | 24 | 51 | 44 | No
ERVs | ALDES Canada | ALDES | E130-HF-M | 100 | 0.4 | 42 | 89 | 43 | 91 | 42 | 89 | 69 | 24 | 51 | 44 | No
ERVs | ALDES Canada | ALDES | E130-HF-M | 125 | 0.5 | 39 | 83 | 40 | 85 | 39 | 83 | 69 | 24 | 51 | 44 | No
ERVs | ALDES Canada | ALDES | E130-HF-M | 150 | 0.6 | 35 | 74 | 36 | 76 | 36 | 76 | 69 | 24 | 51 | 44 | No
ERVs | ALDES Canada | ALDES | E130-HF-M | 175 | 0.7 | 32 | 68 | 33 | 70 | 33 | 70 | 69 | 24 | 51 | 44 | No
ERVs | ALDES Canada | ALDES | E130-HF-M | 200 | 0.8 | 29 | 61 | 29 | 61 | 30 | 64 | 69 | 24 | 51 | 44 | No
ERVs | ALDES Canada | ALDES | E130-HF-M | 225 | 0.9 | 25 | 53 | 26 | 55 | 27 | 57 | 69 | 24 | 51 | 44 | No
ERVs | ALDES Canada | ALDES | E130-HF-M | 250 | 1.0 | 23 | 49 | 23 | 49 | 24 | 51 | 69 | 24 | 51 | 44 | No
ERVs | ALDES Canada | ALDES | E280SRG | 25 | 0.1 | 132 | 280 | 136 | 288 | 140 | 297 | 77 | 30 | 64 | 84 | No
ERVs | ALDES Canada | ALDES | E280SRG | 50 | 0.2 | 127 | 269 | 130 | 275 | 133 | 282 | 77 | 30 | 64 | 84 | No
ERVs | ALDES Canada | ALDES | E280SRG | 75 | 0.3 | 121 | 256 | 124 | 263 | 125 | 265 | 77 | 30 | 64 | 84 | No
ERVs | ALDES Canada | ALDES | E280SRG | 100 | 0.4 | 114 | 242 | 117 | 248 | 118 | 250 | 77 | 30 | 64 | 84 | No
ERVs | ALDES Canada | ALDES | E280SRG | 125 | 0.5 | 107 | 227 | 110 | 233 | 110 | 233 | 77 | 30 | 64 | 84 | No
ERVs | ALDES Canada | ALDES | E280SRG | 150 | 0.6 | 100 | 212 | 102 | 216 | 102 | 216 | 77 | 30 | 64 | 84 | No
ERVs | ALDES Canada | ALDES | E280SRG | 175 | 0.7 | 92 | 195 | 94 | 199 | 94 | 199 | 77 | 30 | 64 | 84 | No
ERVs | ALDES Canada | ALDES | E280SRG | 200 | 0.8 | 84 | 178 | 87 | 184 | 87 | 184 | 77 | 30 | 64 | 84 | No
ERVs | ALDES Canada | ALDES | E280SRG | 225 | 0.9 | 77 | 163 | 79 | 167 | 79 | 167 | 77 | 30 | 64 | 84 | No
ERVs | ALDES Canada | ALDES | E280SRG | 250 | 1.0 | 70 | 148 | 72 | 153 | 72 | 153 | 77 | 30 | 64 | 84 | No
ERVs | ALDES Canada | ALDES | E150-TRG | 25 | 0.1 | 63 | 133 | 66 | 140 | 61 | 129 | 68 | 24 | 51 | 42 | No
ERVs | ALDES Canada | ALDES | E150-TRG | 50 | 0.2 | 59 | 125 | 61 | 129 | 56 | 119 | 68 | 24 | 51 | 42 | No
ERVs | ALDES Canada | ALDES | E150-TRG | 75 | 0.3 | 55 | 117 | 57 | 121 | 52 | 110 | 68 | 24 | 51 | 42 | No
ERVs | ALDES Canada | ALDES | E150-TRG | 100 | 0.4 | 50 | 106 | 52 | 110 | 48 | 102 | 68 | 24 | 51 | 42 | No
ERVs | ALDES Canada | ALDES | E150-TRG | 125 | 0.5 | 46 | 97 | 47 | 100 | 45 | 95 | 68 | 24 | 51 | 42 | No
ERVs | ALDES Canada | ALDES | E150-TRG | 150 | 0.6 | 41 | 87 | 42 | 89 | 41 | 87 | 68 | 24 | 51 | 42 | No
ERVs | ALDES Canada | ALDES | E150-TRG | 175 | 0.7 | 36 | 76 | 37 | 78 | 37 | 78 | 68 | 24 | 51 | 42 | No
ERVs | ALDES Canada | ALDES | E150-TRG | 200 | 0.8 | 30 | 64 | 32 | 68 | 33 | 70 | 68 | 24 | 51 | 42 | No
ERVs | ALDES Canada | ALDES | E130-HRX | 25 | 0.1 | 78 | 165 | 80 | 170 | 76 | 161 | 67 | 24 | 51 | 26 | No
ERVs | ALDES Canada | ALDES | E130-HRX | 50 | 0.2 | 75 | 159 | 77 | 163 | 73 | 155 | 67 | 24 | 51 | 26 | No
ERVs | ALDES Canada | ALDES | E130-HRX | 75 | 0.3 | 72 | 153 | 74 | 157 | 71 | 150 | 67 | 24 | 51 | 26 | No
ERVs | ALDES Canada | ALDES | E130-HRX | 100 | 0.4 | 69 | 146 | 71 | 150 | 68 | 144 | 67 | 24 | 51 | 26 | No
ERVs | ALDES Canada | ALDES | E130-HRX | 125 | 0.5 | 66 | 140 | 68 | 144 | 65 | 138 | 67 | 24 | 51 | 26 | No
ERVs | ALDES Canada | ALDES | E130-HRX | 150 | 0.6 | 63 | 133 | 64 | 136 | 61 | 129 | 67 | 24 | 51 | 26 | No
ERVs | ALDES Canada | ALDES | E130-HRX | 175 | 0.7 | 60 | 127 | 61 | 129 | 58 | 123 | 67 | 24 | 51 | 26 | No
ERVs | ALDES Canada | ALDES | E130-HRX | 200 | 0.8 | 56 | 119 | 57 | 121 | 54 | 114 | 67 | 24 | 51 | 26 | No
ERVs | ALDES Canada | ALDES | E130-HRX | 225 | 0.9 | 52 | 110 | 53 | 112 | 50 | 106 | 67 | 24 | 51 | 26 | No
ERVs | ALDES Canada | ALDES | E130-HRX | 250 | 1.0 | 48 | 102 | 49 | 104 | 46 | 97 | 67 | 24 | 51 | 26 | No
ERVs | ALDES Canada | ALDES | E130-HR | 25 | 0.1 | 63 | 133 | 65 | 138 | 61 | 129 | 71 | 24 | 51 | 60 | Yes
ERVs | ALDES Canada | ALDES | E130-HR | 50 | 0.2 | 61 | 129 | 62 | 131 | 59 | 125 | 71 | 24 | 51 | 60 | Yes
ERVs | ALDES Canada | ALDES | E130-HR | 75 | 0.3 | 58 | 123 | 59 | 125 | 57 | 121 | 71 | 24 | 51 | 60 | Yes
ERVs | ALDES Canada | ALDES | E130-HR | 100 | 0.4 | 55 | 117 | 56 | 119 | 55 | 117 | 71 | 24 | 51 | 60 | Yes
ERVs | ALDES Canada | ALDES | E130-HR | 125 | 0.5 | 52 | 110 | 53 | 112 | 53 | 112 | 71 | 24 | 51 | 60 | Yes
ERVs | ALDES Canada | ALDES | E130-HR | 150 | 0.6 | 48 | 102 | 49 | 104 | 50 | 106 | 71 | 24 | 51 | 60 | Yes
ERVs | ALDES Canada | ALDES | E130-HR | 175 | 0.7 | 45 | 95 | 45 | 95 | 47 | 100 | 71 | 24 | 51 | 60 | Yes
ERVs | ALDES Canada | ALDES | E130-HR | 200 | 0.8 | 40 | 85 | 41 | 87 | 43 | 91 | 71 | 24 | 51 | 60 | Yes
ERVs | ALDES Canada | ALDES | E130-HR | 225 | 0.9 | 35 | 74 | 36 | 76 | 39 | 83 | 71 | 24 | 51 | 60 | Yes
ERVs | ALDES Canada | ALDES | E130-HR | 250 | 1.0 | 30 | 64 | 30 | 64 | 35 | 74 | 71 | 24 | 51 | 60 | Yes
ERVs | ALDES Canada | ALDES | E130-HR-N | 25 | 0.1 | 63 | 133 | 65 | 138 | 61 | 129 | 71 | 24 | 51 | 60 | Yes
ERVs | ALDES Canada | ALDES | E130-HR-N | 50 | 0.2 | 61 | 129 | 62 | 131 | 59 | 125 | 71 | 24 | 51 | 60 | Yes
ERVs | ALDES Canada | ALDES | E130-HR-N | 75 | 0.3 | 58 | 123 | 59 | 125 | 57 | 121 | 71 | 24 | 51 | 60 | Yes
ERVs | ALDES Canada | ALDES | E130-HR-N | 100 | 0.4 | 55 | 117 | 56 | 119 | 55 | 117 | 71 | 24 | 51 | 60 | Yes
ERVs | ALDES Canada | ALDES | E130-HR-N | 125 | 0.5 | 52 | 110 | 53 | 112 | 53 | 112 | 71 | 24 | 51 | 60 | Yes
ERVs | ALDES Canada | ALDES | E130-HR-N | 150 | 0.6 | 48 | 102 | 49 | 104 | 50 | 106 | 71 | 24 | 51 | 60 | Yes
ERVs | ALDES Canada | ALDES | E130-HR-N | 175 | 0.7 | 45 | 95 | 45 | 95 | 47 | 100 | 71 | 24 | 51 | 60 | Yes
ERVs | ALDES Canada | ALDES | E130-HR-N | 200 | 0.8 | 40 | 85 | 41 | 87 | 43 | 91 | 71 | 24 | 51 | 60 | Yes
ERVs | ALDES Canada | ALDES | E130-HR-N | 225 | 0.9 | 35 | 74 | 36 | 76 | 39 | 83 | 71 | 24 | 51 | 60 | Yes
ERVs | ALDES Canada | ALDES | E130-HR-N | 250 | 1.0 | 30 | 64 | 30 | 64 | 35 | 74 | 71 | 24 | 51 | 60 | Yes
ERVs | Broan-NuTone LLC | Broan | ERVS100S | 25 | 0.1 | 54 | 114 | 56 | 119 | 56 | 119 | 66 | 30 | 64 | 46 | Yes
ERVs | Broan-NuTone LLC | Broan | ERVS100S | 50 | 0.2 | 53 | 112 | 54 | 114 | 54 | 114 | 66 | 30 | 64 | 46 | Yes
ERVs | Broan-NuTone LLC | Broan | ERVS100S | 75 | 0.3 | 51 | 108 | 53 | 112 | 52 | 110 | 66 | 30 | 64 | 46 | Yes
ERVs | Broan-NuTone LLC | Broan | ERVS100S | 100 | 0.4 | 49 | 104 | 51 | 108 | 50 | 106 | 66 | 30 | 64 | 46 | Yes
ERVs | Broan-NuTone LLC | Broan | ERVS100S | 125 | 0.5 | 47 | 100 | 49 | 104 | 49 | 104 | 66 | 30 | 64 | 46 | Yes
ERVs | Broan-NuTone LLC | Broan | ERVS100S | 150 | 0.6 | 45 | 95 | 46 | 97 | 47 | 100 | 66 | 30 | 64 | 46 | Yes
ERVs | Broan-NuTone LLC | Broan | ERVS100S | 175 | 0.7 | 43 | 91 | 44 | 93 | 45 | 95 | 66 | 30 | 64 | 46 | Yes
ERVs | Broan-NuTone LLC | Broan | ERVS100S | 200 | 0.8 | 41 | 87 | 42 | 89 | 43 | 91 | 66 | 30 | 64 | 46 | Yes
ERVs | Broan-NuTone LLC | Broan | ERVS100S | 225 | 0.9 | 39 | 83 | 40 | 85 | 41 | 87 | 66 | 30 | 64 | 46 | Yes
ERVs | Broan-NuTone LLC | Broan | ERVS100S | 250 | 1.0 | 36 | 76 | 37 | 78 | 38 | 81 | 66 | 30 | 64 | 46 | Yes
ERVs | Broan-NuTone LLC | Broan | ERVS100S | 275 | 1.1 | 34 | 72 | 35 | 74 | 36 | 76 | 66 | 30 | 64 | 46 | Yes
ERVs | Broan-NuTone LLC | Broan | ERVS100S | 300 | 1.2 | 31 | 66 | 32 | 68 | 33 | 70 | 66 | 30 | 64 | 46 | Yes
ERVs | Broan-NuTone LLC | Broan | ERVS100S-HW | 25 | 0.1 | 54 | 114 | 56 | 119 | 56 | 119 | 66 | 30 | 64 | 46 | Yes
ERVs | Broan-NuTone LLC | Broan | ERVS100S-HW | 50 | 0.2 | 53 | 112 | 54 | 114 | 54 | 114 | 66 | 30 | 64 | 46 | Yes
ERVs | Broan-NuTone LLC | Broan | ERVS100S-HW | 75 | 0.3 | 51 | 108 | 53 | 112 | 52 | 110 | 66 | 30 | 64 | 46 | Yes
ERVs | Broan-NuTone LLC | Broan | ERVS100S-HW | 100 | 0.4 | 49 | 104 | 51 | 108 | 50 | 106 | 66 | 30 | 64 | 46 | Yes
ERVs | Broan-NuTone LLC | Broan | ERVS100S-HW | 125 | 0.5 | 47 | 100 | 49 | 104 | 49 | 104 | 66 | 30 | 64 | 46 | Yes
ERVs | Broan-NuTone LLC | Broan | ERVS100S-HW | 150 | 0.6 | 45 | 95 | 46 | 97 | 47 | 100 | 66 | 30 | 64 | 46 | Yes
ERVs | Broan-NuTone LLC | Broan | ERVS100S-HW | 175 | 0.7 | 43 | 91 | 44 | 93 | 45 | 95 | 66 | 30 | 64 | 46 | Yes
ERVs | Broan-NuTone LLC | Broan | ERVS100S-HW | 200 | 0.8 | 41 | 87 | 42 | 89 | 43 | 91 | 66 | 30 | 64 | 46 | Yes
ERVs | Broan-NuTone LLC | Broan | ERVS100S-HW | 225 | 0.9 | 39 | 83 | 40 | 85 | 41 | 87 | 66 | 30 | 64 | 46 | Yes
ERVs | Broan-NuTone LLC | Broan | ERVS100S-HW | 250 | 1.0 | 36 | 76 | 37 | 78 | 38 | 81 | 66 | 30 | 64 | 46 | Yes
ERVs | Broan-NuTone LLC | Broan | ERVS100S-HW | 275 | 1.1 | 34 | 72 | 35 | 74 | 36 | 76 | 66 | 30 | 64 | 46 | Yes
ERVs | Broan-NuTone LLC | Broan | ERVS100S-HW | 300 | 1.2 | 31 | 66 | 32 | 68 | 33 | 70 | 66 | 30 | 64 | 46 | Yes
ERVs | Broan-NuTone LLC | Broan | ERV200 ECM | 25 | 0.1 | 110 | 233 | 111 | 235 | 113 | 239 | 83 | 30 | 64 | 21 | Yes
ERVs | Broan-NuTone LLC | Broan | ERV200 ECM | 50 | 0.2 | 107 | 227 | 108 | 229 | 108 | 229 | 83 | 30 | 64 | 21 | Yes
ERVs | Broan-NuTone LLC | Broan | ERV200 ECM | 75 | 0.3 | 103 | 218 | 105 | 222 | 105 | 222 | 83 | 30 | 64 | 21 | Yes
ERVs | Broan-NuTone LLC | Broan | ERV200 ECM | 100 | 0.4 | 99 | 210 | 101 | 214 | 101 | 214 | 83 | 30 | 64 | 21 | Yes
ERVs | Broan-NuTone LLC | Broan | ERV200 ECM | 125 | 0.5 | 96 | 203 | 97 | 206 | 97 | 206 | 83 | 30 | 64 | 21 | Yes
ERVs | Broan-NuTone LLC | Broan | ERV200 ECM | 150 | 0.6 | 92 | 195 | 93 | 197 | 93 | 197 | 83 | 30 | 64 | 21 | Yes
ERVs | Broan-NuTone LLC | Broan | ERV200 ECM | 175 | 0.7 | 87 | 184 | 89 | 189 | 89 | 189 | 83 | 30 | 64 | 21 | Yes
ERVs | Broan-NuTone LLC | Broan | ERV200 ECM | 200 | 0.8 | 83 | 176 | 85 | 180 | 85 | 180 | 83 | 30 | 64 | 21 | Yes
ERVs | Broan-NuTone LLC | Broan | ERV200 ECM | 225 | 0.9 | 79 | 167 | 81 | 172 | 81 | 172 | 83 | 30 | 64 | 21 | Yes
ERVs | Broan-NuTone LLC | Broan | ERV200 ECM | 250 | 1.0 | 75 | 159 | 76 | 161 | 76 | 161 | 83 | 30 | 64 | 21 | Yes
ERVs | Broan-NuTone LLC | Broan | ERV200 ECM | 275 | 1.1 | 71 | 150 | 72 | 153 | 72 | 153 | 83 | 30 | 64 | 21 | Yes
ERVs | Broan-NuTone LLC | Broan | ERV180 | 25 | 0.1 | 104 | 220 | 108 | 229 | 122 | 259 | 50 | 77 | 163 | 167 | No
ERVs | Broan-NuTone LLC | Broan | ERV180 | 50 | 0.2 | 99 | 210 | 103 | 218 | 117 | 248 | 50 | 77 | 163 | 167 | No
ERVs | Broan-NuTone LLC | Broan | ERV180 | 75 | 0.3 | 94 | 199 | 97 | 206 | 112 | 237 | 50 | 77 | 163 | 167 | No
ERVs | Broan-NuTone LLC | Broan | ERV180 | 100 | 0.4 | 88 | 186 | 91 | 193 | 106 | 225 | 50 | 77 | 163 | 167 | No
ERVs | Broan-NuTone LLC | Broan | ERV180 | 125 | 0.5 | 81 | 172 | 84 | 178 | 98 | 208 | 50 | 77 | 163 | 167 | No
ERVs | Broan-NuTone LLC | Broan | ERV180 | 150 | 0.6 | 73 | 155 | 76 | 161 | 87 | 184 | 50 | 77 | 163 | 167 | No
ERVs | Broan-NuTone LLC | Broan | ERV180 | 175 | 0.7 | 64 | 136 | 67 | 142 | 72 | 153 | 50 | 77 | 163 | 167 | No
ERVs | Broan-NuTone LLC | Broan | ERV180 | 200 | 0.8 | 53 | 112 | 55 | 117 | 53 | 112 | 50 | 77 | 163 | 167 | No
ERVs | Broan-NuTone LLC | Broan | ERV180 | 225 | 0.9 | 40 | 85 | 42 | 89 | 28 | 59 | 50 | 77 | 163 | 167 | No
HRVs | Broan-NuTone LLC | Broan | B180H75RT | 25 | 0.1 | 96 | 203 | 97 | 206 | 97 | 206 | 78 | 30 | 64 | 22 | Yes
HRVs | Broan-NuTone LLC | Broan | B180H75RT | 50 | 0.2 | 94 | 199 | 95 | 201 | 95 | 201 | 78 | 30 | 64 | 22 | Yes
HRVs | Broan-NuTone LLC | Broan | B180H75RT | 75 | 0.3 | 92 | 195 | 93 | 197 | 93 | 197 | 78 | 30 | 64 | 22 | Yes
HRVs | Broan-NuTone LLC | Broan | B180H75RT | 100 | 0.4 | 91 | 193 | 92 | 195 | 92 | 195 | 78 | 30 | 64 | 22 | Yes
HRVs | Broan-NuTone LLC | Broan | B180H75RT | 125 | 0.5 | 89 | 189 | 90 | 191 | 90 | 191 | 78 | 30 | 64 | 22 | Yes
HRVs | Broan-NuTone LLC | Broan | B180H75RT | 150 | 0.6 | 87 | 184 | 88 | 186 | 88 | 186 | 78 | 30 | 64 | 22 | Yes
HRVs | Broan-NuTone LLC | Broan | B180H75RT | 175 | 0.7 | 85 | 180 | 86 | 182 | 86 | 182 | 78 | 30 | 64 | 22 | Yes
HRVs | Broan-NuTone LLC | Broan | B180H75RT | 200 | 0.8 | 83 | 176 | 85 | 180 | 85 | 180 | 78 | 30 | 64 | 22 | Yes
HRVs | Broan-NuTone LLC | Broan | B180H75RT | 225 | 0.9 | 82 | 174 | 83 | 176 | 83 | 176 | 78 | 30 | 64 | 22 | Yes
HRVs | Broan-NuTone LLC | Broan | B180H75RT | 250 | 1.0 | 80 | 170 | 81 | 172 | 81 | 172 | 78 | 30 | 64 | 22 | Yes
HRVs | Broan-NuTone LLC | Broan | B180H75RT | 275 | 1.1 | 78 | 165 | 79 | 167 | 79 | 167 | 78 | 30 | 64 | 22 | Yes
HRVs | Broan-NuTone LLC | Broan | B180H75RT | 300 | 1.2 | 77 | 163 | 78 | 165 | 78 | 165 | 78 | 30 | 64 | 22 | Yes
HRVs | Broan-NuTone LLC | Broan | B230H75RT | 25 | 0.1 | 110 | 233 | 111 | 235 | 111 | 235 | 78 | 31 | 66 | 25 | Yes
HRVs | Broan-NuTone LLC | Broan | B230H75RT | 50 | 0.2 | 109 | 231 | 110 | 233 | 110 | 233 | 78 | 31 | 66 | 25 | Yes
HRVs | Broan-NuTone LLC | Broan | B230H75RT | 75 | 0.3 | 107 | 227 | 108 | 229 | 108 | 229 | 78 | 31 | 66 | 25 | Yes
HRVs | Broan-NuTone LLC | Broan | B230H75RT | 100 | 0.4 | 106 | 225 | 107 | 227 | 107 | 227 | 78 | 31 | 66 | 25 | Yes
HRVs | Broan-NuTone LLC | Broan | B230H75RT | 125 | 0.5 | 104 | 220 | 105 | 222 | 105 | 222 | 78 | 31 | 66 | 25 | Yes
HRVs | Broan-NuTone LLC | Broan | B230H75RT | 150 | 0.6 | 103 | 218 | 104 | 220 | 104 | 220 | 78 | 31 | 66 | 25 | Yes
HRVs | Broan-NuTone LLC | Broan | B230H75RT | 175 | 0.7 | 102 | 216 | 102 | 216 | 102 | 216 | 78 | 31 | 66 | 25 | Yes
HRVs | Broan-NuTone LLC | Broan | B230H75RT | 200 | 0.8 | 100 | 212 | 101 | 214 | 101 | 214 | 78 | 31 | 66 | 25 | Yes
HRVs | Broan-NuTone LLC | Broan | B230H75RT | 225 | 0.9 | 99 | 210 | 99 | 210 | 99 | 210 | 78 | 31 | 66 | 25 | Yes
HRVs | Broan-NuTone LLC | Broan | B230H75RT | 250 | 1.0 | 97 | 206 | 98 | 208 | 98 | 208 | 78 | 31 | 66 | 25 | Yes
HRVs | Broan-NuTone LLC | Broan | B230H75RT | 275 | 1.1 | 94 | 199 | 95 | 201 | 95 | 201 | 78 | 31 | 66 | 25 | Yes
HRVs | Broan-NuTone LLC | Broan | B230H75RT | 300 | 1.2 | 93 | 197 | 94 | 199 | 94 | 199 | 78 | 31 | 66 | 25 | Yes
HRVs | Broan-NuTone LLC | Broan | B230H75RS | 25 | 0.1 | 110 | 233 | 111 | 235 | 111 | 235 | 78 | 31 | 66 | 25 | Yes
HRVs | Broan-NuTone LLC | Broan | B230H75RS | 50 | 0.2 | 109 | 231 | 110 | 233 | 110 | 233 | 78 | 31 | 66 | 25 | Yes
HRVs | Broan-NuTone LLC | Broan | B230H75RS | 75 | 0.3 | 107 | 227 | 108 | 229 | 108 | 229 | 78 | 31 | 66 | 25 | Yes
HRVs | Broan-NuTone LLC | Broan | B230H75RS | 100 | 0.4 | 106 | 225 | 107 | 227 | 107 | 227 | 78 | 31 | 66 | 25 | Yes
HRVs | Broan-NuTone LLC | Broan | B230H75RS | 125 | 0.5 | 104 | 220 | 105 | 222 | 105 | 222 | 78 | 31 | 66 | 25 | Yes
HRVs | Broan-NuTone LLC | Broan | B230H75RS | 150 | 0.6 | 103 | 218 | 104 | 220 | 104 | 220 | 78 | 31 | 66 | 25 | Yes
HRVs | Broan-NuTone LLC | Broan | B230H75RS | 175 | 0.7 | 102 | 216 | 102 | 216 | 102 | 216 | 78 | 31 | 66 | 25 | Yes
HRVs | Broan-NuTone LLC | Broan | B230H75RS | 200 | 0.8 | 100 | 212 | 101 | 214 | 101 | 214 | 78 | 31 | 66 | 25 | Yes
HRVs | Broan-NuTone LLC | Broan | B230H75RS | 225 | 0.9 | 99 | 210 | 99 | 210 | 99 | 210 | 78 | 31 | 66 | 25 | Yes
HRVs | Broan-NuTone LLC | Broan | B230H75RS | 250 | 1.0 | 97 | 206 | 98 | 208 | 98 | 208 | 78 | 31 | 66 | 25 | Yes
HRVs | Broan-NuTone LLC | Broan | B230H75RS | 275 | 1.1 | 94 | 199 | 95 | 201 | 95 | 201 | 78 | 31 | 66 | 25 | Yes
HRVs | Broan-NuTone LLC | Broan | B230H75RS | 300 | 1.2 | 93 | 197 | 94 | 199 | 94 | 199 | 78 | 31 | 66 | 25 | Yes
HRVs | Broan-NuTone LLC | Broan | B130H65RT | 25 | 0.1 | 64 | 136 | 66 | 140 | 66 | 140 | 68 | 30 | 64 | 26 | Yes
HRVs | Broan-NuTone LLC | Broan | B130H65RT | 50 | 0.2 | 62 | 131 | 64 | 136 | 64 | 136 | 68 | 30 | 64 | 26 | Yes
HRVs | Broan-NuTone LLC | Broan | B130H65RT | 75 | 0.3 | 59 | 125 | 61 | 129 | 61 | 129 | 68 | 30 | 64 | 26 | Yes
HRVs | Broan-NuTone LLC | Broan | B130H65RT | 100 | 0.4 | 56 | 119 | 58 | 123 | 58 | 123 | 68 | 30 | 64 | 26 | Yes
HRVs | Broan-NuTone LLC | Broan | B130H65RT | 125 | 0.5 | 53 | 112 | 55 | 117 | 55 | 117 | 68 | 30 | 64 | 26 | Yes
HRVs | Broan-NuTone LLC | Broan | B130H65RT | 150 | 0.6 | 49 | 104 | 50 | 106 | 50 | 106 | 68 | 30 | 64 | 26 | Yes
HRVs | Broan-NuTone LLC | Broan | B130H65RT | 175 | 0.7 | 45 | 95 | 46 | 97 | 46 | 97 | 68 | 30 | 64 | 26 | Yes
HRVs | Broan-NuTone LLC | Broan | B130H65RT | 200 | 0.8 | 40 | 85 | 41 | 87 | 41 | 87 | 68 | 30 | 64 | 26 | Yes
HRVs | Broan-NuTone LLC | Broan | B130H65RT | 225 | 0.9 | 36 | 76 | 37 | 78 | 37 | 78 | 68 | 30 | 64 | 26 | Yes
HRVs | Broan-NuTone LLC | Broan | B130H65RS | 25 | 0.1 | 64 | 136 | 66 | 140 | 66 | 140 | 68 | 30 | 64 | 26 | Yes
HRVs | Broan-NuTone LLC | Broan | B130H65RS | 50 | 0.2 | 62 | 131 | 64 | 136 | 64 | 136 | 68 | 30 | 64 | 26 | Yes
HRVs | Broan-NuTone LLC | Broan | B130H65RS | 75 | 0.3 | 59 | 125 | 61 | 129 | 61 | 129 | 68 | 30 | 64 | 26 | Yes
HRVs | Broan-NuTone LLC | Broan | B130H65RS | 100 | 0.4 | 56 | 119 | 58 | 123 | 58 | 123 | 68 | 30 | 64 | 26 | Yes
HRVs | Broan-NuTone LLC | Broan | B130H65RS | 125 | 0.5 | 53 | 112 | 55 | 117 | 55 | 117 | 68 | 30 | 64 | 26 | Yes
HRVs | Broan-NuTone LLC | Broan | B130H65RS | 150 | 0.6 | 49 | 104 | 50 | 106 | 50 | 106 | 68 | 30 | 64 | 26 | Yes
HRVs | Broan-NuTone LLC | Broan | B130H65RS | 175 | 0.7 | 45 | 95 | 46 | 97 | 46 | 97 | 68 | 30 | 64 | 26 | Yes
HRVs | Broan-NuTone LLC | Broan | B130H65RS | 200 | 0.8 | 40 | 85 | 41 | 87 | 41 | 87 | 68 | 30 | 64 | 26 | Yes
HRVs | Broan-NuTone LLC | Broan | B130H65RS | 225 | 0.9 | 36 | 76 | 37 | 78 | 37 | 78 | 68 | 30 | 64 | 26 | Yes
HRVs | Broan-NuTone LLC | Broan | B110H65RT | 25 | 0.1 | 56 | 119 | 58 | 123 | 58 | 123 | 68 | 30 | 64 | 26 | Yes
HRVs | Broan-NuTone LLC | Broan | B110H65RT | 50 | 0.2 | 53 | 112 | 55 | 117 | 55 | 117 | 68 | 30 | 64 | 26 | Yes
HRVs | Broan-NuTone LLC | Broan | B110H65RT | 75 | 0.3 | 49 | 104 | 50 | 106 | 50 | 106 | 68 | 30 | 64 | 26 | Yes
HRVs | Broan-NuTone LLC | Broan | B110H65RT | 100 | 0.4 | 47 | 100 | 48 | 102 | 48 | 102 | 68 | 30 | 64 | 26 | Yes
HRVs | Broan-NuTone LLC | Broan | B110H65RT | 125 | 0.5 | 44 | 93 | 45 | 95 | 45 | 95 | 68 | 30 | 64 | 26 | Yes
HRVs | Broan-NuTone LLC | Broan | B110H65RT | 150 | 0.6 | 39 | 83 | 40 | 85 | 40 | 85 | 68 | 30 | 64 | 26 | Yes
HRVs | Broan-NuTone LLC | Broan | B110H65RT | 175 | 0.7 | 33 | 70 | 34 | 72 | 34 | 72 | 68 | 30 | 64 | 26 | Yes
HRVs | Broan-NuTone LLC | Broan | B110H65RS | 25 | 0.1 | 56 | 119 | 58 | 123 | 58 | 123 | 68 | 30 | 64 | 26 | Yes
HRVs | Broan-NuTone LLC | Broan | B110H65RS | 50 | 0.2 | 53 | 112 | 55 | 117 | 55 | 117 | 68 | 30 | 64 | 26 | Yes
HRVs | Broan-NuTone LLC | Broan | B110H65RS | 75 | 0.3 | 49 | 104 | 50 | 106 | 50 | 106 | 68 | 30 | 64 | 26 | Yes
HRVs | Broan-NuTone LLC | Broan | B110H65RS | 100 | 0.4 | 47 | 100 | 48 | 102 | 48 | 102 | 68 | 30 | 64 | 26 | Yes
HRVs | Broan-NuTone LLC | Broan | B110H65RS | 125 | 0.5 | 44 | 93 | 45 | 95 | 45 | 95 | 68 | 30 | 64 | 26 | Yes
HRVs | Broan-NuTone LLC | Broan | B110H65RS | 150 | 0.6 | 39 | 83 | 40 | 85 | 40 | 85 | 68 | 30 | 64 | 26 | Yes
HRVs | Broan-NuTone LLC | Broan | B110H65RS | 175 | 0.7 | 33 | 70 | 34 | 72 | 34 | 72 | 68 | 30 | 64 | 26 | Yes
ERVs | Broan-NuTone LLC | Broan | ERV100SP | 25 | 0.1 | 58 | 123 | 59 | 125 | 54 | 114 | 67 | 23 | 49 | 40 | No
ERVs | Broan-NuTone LLC | Broan | ERV100SP | 50 | 0.2 | 54 | 114 | 56 | 119 | 51 | 108 | 67 | 23 | 49 | 40 | No
ERVs | Broan-NuTone LLC | Broan | ERV100SP | 75 | 0.3 | 51 | 108 | 52 | 110 | 49 | 104 | 67 | 23 | 49 | 40 | No
ERVs | Broan-NuTone LLC | Broan | ERV100SP | 100 | 0.4 | 48 | 102 | 49 | 104 | 46 | 97 | 67 | 23 | 49 | 40 | No
ERVs | Broan-NuTone LLC | Broan | ERV100SP | 125 | 0.5 | 45 | 95 | 47 | 100 | 44 | 93 | 67 | 23 | 49 | 40 | No
ERVs | Broan-NuTone LLC | Broan | ERV100SP | 150 | 0.6 | 43 | 91 | 44 | 93 | 42 | 89 | 67 | 23 | 49 | 40 | No
ERVs | Broan-NuTone LLC | Broan | ERV100SP | 175 | 0.7 | 41 | 87 | 42 | 89 | 40 | 85 | 67 | 23 | 49 | 40 | No
ERVs | Broan-NuTone LLC | Broan | ERV100SP | 200 | 0.8 | 38 | 81 | 39 | 83 | 37 | 78 | 67 | 23 | 49 | 40 | No
ERVs | Broan-NuTone LLC | Broan | ERV100SP | 225 | 0.9 | 35 | 74 | 36 | 76 | 35 | 74 | 67 | 23 | 49 | 40 | No
ERVs | Broan-NuTone LLC | Broan | ERV100SP | 250 | 1.0 | 32 | 68 | 33 | 70 | 33 | 70 | 67 | 23 | 49 | 40 | No
ERVs | Broan-NuTone LLC | Broan | ERVH100S | 25 | 0.1 | 55 | 117 | 57 | 121 | 61 | 129 | 67 | 24 | 51 | 42 | No
ERVs | Broan-NuTone LLC | Broan | ERVH100S | 50 | 0.2 | 53 | 112 | 54 | 114 | 58 | 123 | 67 | 24 | 51 | 42 | No
ERVs | Broan-NuTone LLC | Broan | ERVH100S | 75 | 0.3 | 50 | 106 | 51 | 108 | 55 | 117 | 67 | 24 | 51 | 42 | No
ERVs | Broan-NuTone LLC | Broan | ERVH100S | 100 | 0.4 | 47 | 100 | 49 | 104 | 51 | 108 | 67 | 24 | 51 | 42 | No
ERVs | Broan-NuTone LLC | Broan | ERVH100S | 125 | 0.5 | 44 | 93 | 46 | 97 | 48 | 102 | 67 | 24 | 51 | 42 | No
ERVs | Broan-NuTone LLC | Broan | ERVH100S | 150 | 0.6 | 41 | 87 | 43 | 91 | 44 | 93 | 67 | 24 | 51 | 42 | No
ERVs | Broan-NuTone LLC | Broan | ERVH100S | 175 | 0.7 | 39 | 83 | 40 | 85 | 41 | 87 | 67 | 24 | 51 | 42 | No
ERVs | Broan-NuTone LLC | Broan | ERVH100S | 200 | 0.8 | 35 | 74 | 37 | 78 | 38 | 81 | 67 | 24 | 51 | 42 | No
ERVs | Broan-NuTone LLC | Broan | ERVH100S | 225 | 0.9 | 32 | 68 | 33 | 70 | 34 | 72 | 67 | 24 | 51 | 42 | No
ERVs | Broan-NuTone LLC | Broan | ERVH100S | 250 | 1.0 | 29 | 61 | 30 | 64 | 32 | 68 | 67 | 24 | 51 | 42 | No
HRVs | Broan-NuTone LLC | Broan | HRV5.1 | 25 | 0.1 | 52 | 110 | 52 | 110 | 57 | 121 | 65 | 24 | 51 | 42 | No
HRVs | Broan-NuTone LLC | Broan | HRV5.1 | 50 | 0.2 | 49 | 104 | 49 | 104 | 53 | 112 | 65 | 24 | 51 | 42 | No
HRVs | Broan-NuTone LLC | Broan | HRV5.1 | 75 | 0.3 | 47 | 100 | 47 | 100 | 50 | 106 | 65 | 24 | 51 | 42 | No
HRVs | Broan-NuTone LLC | Broan | HRV5.1 | 100 | 0.4 | 44 | 93 | 44 | 93 | 48 | 102 | 65 | 24 | 51 | 42 | No
HRVs | Broan-NuTone LLC | Broan | HRV5.1 | 125 | 0.5 | 42 | 89 | 42 | 89 | 45 | 95 | 65 | 24 | 51 | 42 | No
HRVs | Broan-NuTone LLC | Broan | HRV5.1 | 150 | 0.6 | 39 | 83 | 39 | 83 | 43 | 91 | 65 | 24 | 51 | 42 | No
HRVs | Broan-NuTone LLC | Broan | HRV5.1 | 175 | 0.7 | 35 | 74 | 35 | 74 | 41 | 87 | 65 | 24 | 51 | 42 | No
HRVs | Broan-NuTone LLC | Broan | HRV5.1 | 200 | 0.8 | 32 | 68 | 32 | 68 | 39 | 83 | 65 | 24 | 51 | 42 | No
HRVs | Broan-NuTone LLC | Broan | HRV7.1HEPA | 25 | 0.1 | 54 | 114 | 54 | 114 | 59 | 125 | 65 | 24 | 51 | 42 | No
HRVs | Broan-NuTone LLC | Broan | HRV7.1HEPA | 50 | 0.2 | 53 | 112 | 53 | 112 | 57 | 121 | 65 | 24 | 51 | 42 | No
HRVs | Broan-NuTone LLC | Broan | HRV7.1HEPA | 75 | 0.3 | 51 | 108 | 51 | 108 | 55 | 117 | 65 | 24 | 51 | 42 | No
HRVs | Broan-NuTone LLC | Broan | HRV7.1HEPA | 100 | 0.4 | 49 | 104 | 49 | 104 | 53 | 112 | 65 | 24 | 51 | 42 | No
HRVs | Broan-NuTone LLC | Broan | HRV7.1HEPA | 125 | 0.5 | 46 | 97 | 46 | 97 | 50 | 106 | 65 | 24 | 51 | 42 | No
HRVs | Broan-NuTone LLC | Broan | HRV7.1HEPA | 150 | 0.6 | 43 | 91 | 43 | 91 | 49 | 104 | 65 | 24 | 51 | 42 | No
HRVs | Broan-NuTone LLC | Broan | HRV7.1HEPA | 175 | 0.7 | 41 | 87 | 41 | 87 | 46 | 97 | 65 | 24 | 51 | 42 | No
HRVs | Broan-NuTone LLC | Broan | HRV7.1HEPA | 200 | 0.8 | 37 | 78 | 37 | 78 | 43 | 91 | 65 | 24 | 51 | 42 | No
HRVs | Broan-NuTone LLC | Broan | HRV7.1HEPA | 225 | 0.9 | 35 | 74 | 35 | 74 | 41 | 87 | 65 | 24 | 51 | 42 | No
HRVs | Broan-NuTone LLC | Broan | HRVH100S | 25 | 0.1 | 54 | 114 | 54 | 114 | 59 | 125 | 65 | 24 | 51 | 42 | No
HRVs | Broan-NuTone LLC | Broan | HRVH100S | 50 | 0.2 | 53 | 112 | 53 | 112 | 57 | 121 | 65 | 24 | 51 | 42 | No
HRVs | Broan-NuTone LLC | Broan | HRVH100S | 75 | 0.3 | 51 | 108 | 51 | 108 | 55 | 117 | 65 | 24 | 51 | 42 | No
HRVs | Broan-NuTone LLC | Broan | HRVH100S | 100 | 0.4 | 49 | 104 | 49 | 104 | 53 | 112 | 65 | 24 | 51 | 42 | No
HRVs | Broan-NuTone LLC | Broan | HRVH100S | 125 | 0.5 | 46 | 97 | 46 | 97 | 50 | 106 | 65 | 24 | 51 | 42 | No
HRVs | Broan-NuTone LLC | Broan | HRVH100S | 150 | 0.6 | 43 | 91 | 43 | 91 | 49 | 104 | 65 | 24 | 51 | 42 | No
HRVs | Broan-NuTone LLC | Broan | HRVH100S | 175 | 0.7 | 41 | 87 | 41 | 87 | 46 | 97 | 65 | 24 | 51 | 42 | No
HRVs | Broan-NuTone LLC | Broan | HRVH100S | 200 | 0.8 | 37 | 78 | 37 | 78 | 43 | 91 | 65 | 24 | 51 | 42 | No
HRVs | Broan-NuTone LLC | Broan | HRVH100S | 225 | 0.9 | 35 | 74 | 35 | 74 | 41 | 87 | 65 | 24 | 51 | 42 | No
HRVs | Broan-NuTone LLC | Broan | HRV190 | 25 | 0.1 | 106 | 225 | 107 | 227 | 118 | 250 | 65 | 39 | 83 | 71 | No
HRVs | Broan-NuTone LLC | Broan | HRV190 | 50 | 0.2 | 102 | 216 | 102 | 216 | 115 | 244 | 65 | 39 | 83 | 71 | No
HRVs | Broan-NuTone LLC | Broan | HRV190 | 75 | 0.3 | 96 | 203 | 97 | 206 | 111 | 235 | 65 | 39 | 83 | 71 | No
HRVs | Broan-NuTone LLC | Broan | HRV190 | 100 | 0.4 | 90 | 191 | 91 | 193 | 107 | 227 | 65 | 39 | 83 | 71 | No
HRVs | Broan-NuTone LLC | Broan | HRV190 | 125 | 0.5 | 83 | 176 | 84 | 178 | 100 | 212 | 65 | 39 | 83 | 71 | No
HRVs | Broan-NuTone LLC | Broan | HRV190 | 150 | 0.6 | 76 | 161 | 76 | 161 | 89 | 189 | 65 | 39 | 83 | 71 | No
HRVs | Broan-NuTone LLC | Broan | HRV190 | 175 | 0.7 | 67 | 142 | 67 | 142 | 75 | 159 | 65 | 39 | 83 | 71 | No
HRVs | Broan-NuTone LLC | Broan | HRV190FL | 25 | 0.1 | 106 | 225 | 107 | 227 | 118 | 250 | 65 | 39 | 83 | 71 | No
HRVs | Broan-NuTone LLC | Broan | HRV190FL | 50 | 0.2 | 102 | 216 | 102 | 216 | 115 | 244 | 65 | 39 | 83 | 71 | No
HRVs | Broan-NuTone LLC | Broan | HRV190FL | 75 | 0.3 | 96 | 203 | 97 | 206 | 111 | 235 | 65 | 39 | 83 | 71 | No
HRVs | Broan-NuTone LLC | Broan | HRV190FL | 100 | 0.4 | 90 | 191 | 91 | 193 | 107 | 227 | 65 | 39 | 83 | 71 | No
HRVs | Broan-NuTone LLC | Broan | HRV190FL | 125 | 0.5 | 83 | 176 | 84 | 178 | 100 | 212 | 65 | 39 | 83 | 71 | No
HRVs | Broan-NuTone LLC | Broan | HRV190FL | 150 | 0.6 | 76 | 161 | 76 | 161 | 89 | 189 | 65 | 39 | 83 | 71 | No
HRVs | Broan-NuTone LLC | Broan | HRV190FL | 175 | 0.7 | 67 | 142 | 67 | 142 | 75 | 159 | 65 | 39 | 83 | 71 | No
HRVs | Broan-NuTone LLC | Broan | HRV200 ECM | 25 | 0.1 | 119 | 252 | 120 | 254 | 121 | 256 | 81 | 30 | 64 | 19 | Yes
HRVs | Broan-NuTone LLC | Broan | HRV200 ECM | 50 | 0.2 | 116 | 246 | 116 | 246 | 117 | 248 | 81 | 30 | 64 | 19 | Yes
HRVs | Broan-NuTone LLC | Broan | HRV200 ECM | 75 | 0.3 | 111 | 235 | 112 | 237 | 113 | 239 | 81 | 30 | 64 | 19 | Yes
HRVs | Broan-NuTone LLC | Broan | HRV200 ECM | 100 | 0.4 | 107 | 227 | 107 | 227 | 108 | 229 | 81 | 30 | 64 | 19 | Yes
HRVs | Broan-NuTone LLC | Broan | HRV200 ECM | 125 | 0.5 | 102 | 216 | 103 | 218 | 103 | 218 | 81 | 30 | 64 | 19 | Yes
HRVs | Broan-NuTone LLC | Broan | HRV200 ECM | 150 | 0.6 | 97 | 206 | 98 | 208 | 98 | 208 | 81 | 30 | 64 | 19 | Yes
HRVs | Broan-NuTone LLC | Broan | HRV200 ECM | 175 | 0.7 | 93 | 197 | 93 | 197 | 93 | 197 | 81 | 30 | 64 | 19 | Yes
HRVs | Broan-NuTone LLC | Broan | HRV200 ECM | 200 | 0.8 | 88 | 186 | 88 | 186 | 88 | 186 | 81 | 30 | 64 | 19 | Yes
HRVs | Broan-NuTone LLC | Broan | HRV200 ECM | 225 | 0.9 | 83 | 176 | 84 | 178 | 84 | 178 | 81 | 30 | 64 | 19 | Yes
HRVs | Broan-NuTone LLC | Broan | HRV200 ECM | 250 | 1.0 | 79 | 167 | 79 | 167 | 79 | 167 | 81 | 30 | 64 | 19 | Yes
HRVs | Broan-NuTone LLC | Broan | HRV200 ECM | 275 | 1.1 | 74 | 157 | 74 | 157 | 74 | 157 | 81 | 30 | 64 | 19 | Yes
HRVs | Broan-NuTone LLC | Broan | B160H75RT | 25 | 0.1 | 77 | 163 | 78 | 165 | 78 | 165 | 75 | 30 | 64 | 36 | Yes
HRVs | Broan-NuTone LLC | Broan | B160H75RT | 50 | 0.2 | 75 | 159 | 76 | 161 | 76 | 161 | 75 | 30 | 64 | 36 | Yes
HRVs | Broan-NuTone LLC | Broan | B160H75RT | 75 | 0.3 | 73 | 155 | 74 | 157 | 74 | 157 | 75 | 30 | 64 | 36 | Yes
HRVs | Broan-NuTone LLC | Broan | B160H75RT | 100 | 0.4 | 71 | 150 | 72 | 153 | 72 | 153 | 75 | 30 | 64 | 36 | Yes
HRVs | Broan-NuTone LLC | Broan | B160H75RT | 125 | 0.5 | 68 | 144 | 69 | 146 | 69 | 146 | 75 | 30 | 64 | 36 | Yes
HRVs | Broan-NuTone LLC | Broan | B160H75RT | 150 | 0.6 | 66 | 140 | 67 | 142 | 67 | 142 | 75 | 30 | 64 | 36 | Yes
HRVs | Broan-NuTone LLC | Broan | B160H75RT | 175 | 0.7 | 63 | 133 | 64 | 136 | 64 | 136 | 75 | 30 | 64 | 36 | Yes
HRVs | Broan-NuTone LLC | Broan | B160H75RT | 200 | 0.8 | 60 | 127 | 61 | 129 | 61 | 129 | 75 | 30 | 64 | 36 | Yes
HRVs | Broan-NuTone LLC | Broan | B160H75RT | 225 | 0.9 | 57 | 121 | 58 | 123 | 58 | 123 | 75 | 30 | 64 | 36 | Yes
HRVs | Broan-NuTone LLC | Broan | B160H75RT | 250 | 1.0 | 54 | 114 | 55 | 117 | 55 | 117 | 75 | 30 | 64 | 36 | Yes
HRVs | Broan-NuTone LLC | Broan | B160H75RS | 25 | 0.1 | 77 | 163 | 78 | 165 | 78 | 165 | 75 | 30 | 64 | 36 | Yes
HRVs | Broan-NuTone LLC | Broan | B160H75RS | 50 | 0.2 | 75 | 159 | 76 | 161 | 76 | 161 | 75 | 30 | 64 | 36 | Yes
HRVs | Broan-NuTone LLC | Broan | B160H75RS | 75 | 0.3 | 73 | 155 | 74 | 157 | 74 | 157 | 75 | 30 | 64 | 36 | Yes
HRVs | Broan-NuTone LLC | Broan | B160H75RS | 100 | 0.4 | 71 | 150 | 72 | 153 | 72 | 153 | 75 | 30 | 64 | 36 | Yes
HRVs | Broan-NuTone LLC | Broan | B160H75RS | 125 | 0.5 | 68 | 144 | 69 | 146 | 69 | 146 | 75 | 30 | 64 | 36 | Yes
HRVs | Broan-NuTone LLC | Broan | B160H75RS | 150 | 0.6 | 66 | 140 | 67 | 142 | 67 | 142 | 75 | 30 | 64 | 36 | Yes
HRVs | Broan-NuTone LLC | Broan | B160H75RS | 175 | 0.7 | 63 | 133 | 64 | 136 | 64 | 136 | 75 | 30 | 64 | 36 | Yes
HRVs | Broan-NuTone LLC | Broan | B160H75RS | 200 | 0.8 | 60 | 127 | 61 | 129 | 61 | 129 | 75 | 30 | 64 | 36 | Yes
HRVs | Broan-NuTone LLC | Broan | B160H75RS | 225 | 0.9 | 57 | 121 | 58 | 123 | 58 | 123 | 75 | 30 | 64 | 36 | Yes
HRVs | Broan-NuTone LLC | Broan | B160H75RS | 250 | 1.0 | 54 | 114 | 55 | 117 | 55 | 117 | 75 | 30 | 64 | 36 | Yes
HRVs | Broan-NuTone LLC | Broan | HRV250 ECM | 25 | 0.1 | 131 | 278 | 132 | 280 | 136 | 288 | 75 | 30 | 64 | 18 | Yes
HRVs | Broan-NuTone LLC | Broan | HRV250 ECM | 50 | 0.2 | 128 | 271 | 129 | 273 | 130 | 275 | 75 | 30 | 64 | 18 | Yes
HRVs | Broan-NuTone LLC | Broan | HRV250 ECM | 75 | 0.3 | 124 | 263 | 125 | 265 | 124 | 263 | 75 | 30 | 64 | 18 | Yes
HRVs | Broan-NuTone LLC | Broan | HRV250 ECM | 100 | 0.4 | 119 | 252 | 120 | 254 | 119 | 252 | 75 | 30 | 64 | 18 | Yes
HRVs | Broan-NuTone LLC | Broan | HRV250 ECM | 125 | 0.5 | 114 | 242 | 115 | 244 | 114 | 242 | 75 | 30 | 64 | 18 | Yes
HRVs | Broan-NuTone LLC | Broan | HRV250 ECM | 150 | 0.6 | 109 | 231 | 110 | 233 | 109 | 231 | 75 | 30 | 64 | 18 | Yes
HRVs | Broan-NuTone LLC | Broan | HRV250 ECM | 175 | 0.7 | 104 | 220 | 104 | 220 | 104 | 220 | 75 | 30 | 64 | 18 | Yes
HRVs | Broan-NuTone LLC | Broan | HRV250 ECM | 200 | 0.8 | 98 | 208 | 99 | 210 | 99 | 210 | 75 | 30 | 64 | 18 | Yes
HRVs | Broan-NuTone LLC | Broan | HRV250 ECM | 225 | 0.9 | 93 | 197 | 94 | 199 | 93 | 197 | 75 | 30 | 64 | 18 | Yes
HRVs | Broan-NuTone LLC | Broan | HRV250 ECM | 250 | 1.0 | 88 | 186 | 89 | 189 | 88 | 186 | 75 | 30 | 64 | 18 | Yes
HRVs | Broan-NuTone LLC | Broan | HRV250 ECM | 275 | 1.1 | 83 | 176 | 84 | 178 | 82 | 174 | 75 | 30 | 64 | 18 | Yes
HRVs | Broan-NuTone LLC | Broan | B160H65RT | 25 | 0.1 | 78 | 165 | 80 | 170 | 80 | 170 | 68 | 30 | 64 | 26 | Yes
HRVs | Broan-NuTone LLC | Broan | B160H65RT | 50 | 0.2 | 75 | 159 | 77 | 163 | 77 | 163 | 68 | 30 | 64 | 26 | Yes
HRVs | Broan-NuTone LLC | Broan | B160H65RT | 75 | 0.3 | 73 | 155 | 75 | 159 | 75 | 159 | 68 | 30 | 64 | 26 | Yes
HRVs | Broan-NuTone LLC | Broan | B160H65RT | 100 | 0.4 | 71 | 150 | 73 | 155 | 73 | 155 | 68 | 30 | 64 | 26 | Yes
HRVs | Broan-NuTone LLC | Broan | B160H65RT | 125 | 0.5 | 68 | 144 | 70 | 148 | 70 | 148 | 68 | 30 | 64 | 26 | Yes
HRVs | Broan-NuTone LLC | Broan | B160H65RT | 150 | 0.6 | 66 | 140 | 68 | 144 | 68 | 144 | 68 | 30 | 64 | 26 | Yes
HRVs | Broan-NuTone LLC | Broan | B160H65RT | 175 | 0.7 | 63 | 133 | 65 | 138 | 65 | 138 | 68 | 30 | 64 | 26 | Yes
HRVs | Broan-NuTone LLC | Broan | B160H65RT | 200 | 0.8 | 61 | 129 | 63 | 133 | 63 | 133 | 68 | 30 | 64 | 26 | Yes
HRVs | Broan-NuTone LLC | Broan | B160H65RT | 225 | 0.9 | 58 | 123 | 60 | 127 | 60 | 127 | 68 | 30 | 64 | 26 | Yes
HRVs | Broan-NuTone LLC | Broan | B160H65RT | 250 | 1.0 | 55 | 117 | 57 | 121 | 57 | 121 | 68 | 30 | 64 | 26 | Yes
HRVs | Broan-NuTone LLC | Broan | B160H65RS | 25 | 0.1 | 78 | 165 | 80 | 170 | 80 | 170 | 68 | 30 | 64 | 26 | Yes
HRVs | Broan-NuTone LLC | Broan | B160H65RS | 50 | 0.2 | 75 | 159 | 77 | 163 | 77 | 163 | 68 | 30 | 64 | 26 | Yes
HRVs | Broan-NuTone LLC | Broan | B160H65RS | 75 | 0.3 | 73 | 155 | 75 | 159 | 75 | 159 | 68 | 30 | 64 | 26 | Yes
HRVs | Broan-NuTone LLC | Broan | B160H65RS | 100 | 0.4 | 71 | 150 | 73 | 155 | 73 | 155 | 68 | 30 | 64 | 26 | Yes
HRVs | Broan-NuTone LLC | Broan | B160H65RS | 125 | 0.5 | 68 | 144 | 70 | 148 | 70 | 148 | 68 | 30 | 64 | 26 | Yes
HRVs | Broan-NuTone LLC | Broan | B160H65RS | 150 | 0.6 | 66 | 140 | 68 | 144 | 68 | 144 | 68 | 30 | 64 | 26 | Yes
HRVs | Broan-NuTone LLC | Broan | B160H65RS | 175 | 0.7 | 63 | 133 | 65 | 138 | 65 | 138 | 68 | 30 | 64 | 26 | Yes
HRVs | Broan-NuTone LLC | Broan | B160H65RS | 200 | 0.8 | 61 | 129 | 63 | 133 | 63 | 133 | 68 | 30 | 64 | 26 | Yes
HRVs | Broan-NuTone LLC | Broan | B160H65RS | 225 | 0.9 | 58 | 123 | 60 | 127 | 60 | 127 | 68 | 30 | 64 | 26 | Yes
HRVs | Broan-NuTone LLC | Broan | B160H65RS | 250 | 1.0 | 55 | 117 | 57 | 121 | 57 | 121 | 68 | 30 | 64 | 26 | Yes
HRVs | Broan-NuTone LLC | Broan | B150H75NS | 25 | 0.1 | 73 | 155 | 74 | 157 | 74 | 157 | 75 | 30 | 64 | 28 | Yes
HRVs | Broan-NuTone LLC | Broan | B150H75NS | 50 | 0.2 | 71 | 150 | 72 | 153 | 72 | 153 | 75 | 30 | 64 | 28 | Yes
HRVs | Broan-NuTone LLC | Broan | B150H75NS | 75 | 0.3 | 68 | 144 | 69 | 146 | 69 | 146 | 75 | 30 | 64 | 28 | Yes
HRVs | Broan-NuTone LLC | Broan | B150H75NS | 100 | 0.4 | 66 | 140 | 67 | 142 | 67 | 142 | 75 | 30 | 64 | 28 | Yes
HRVs | Broan-NuTone LLC | Broan | B150H75NS | 125 | 0.5 | 64 | 136 | 65 | 138 | 65 | 138 | 75 | 30 | 64 | 28 | Yes
HRVs | Broan-NuTone LLC | Broan | B150H75NS | 150 | 0.6 | 62 | 131 | 63 | 133 | 63 | 133 | 75 | 30 | 64 | 28 | Yes
HRVs | Broan-NuTone LLC | Broan | B150H75NS | 175 | 0.7 | 60 | 127 | 61 | 129 | 61 | 129 | 75 | 30 | 64 | 28 | Yes
HRVs | Broan-NuTone LLC | Broan | B150H75NS | 200 | 0.8 | 57 | 121 | 58 | 123 | 58 | 123 | 75 | 30 | 64 | 28 | Yes
HRVs | Broan-NuTone LLC | Broan | B150H75NS | 225 | 0.9 | 54 | 114 | 55 | 117 | 55 | 117 | 75 | 30 | 64 | 28 | Yes
HRVs | Broan-NuTone LLC | Broan | B150H75NS | 250 | 1.0 | 51 | 108 | 52 | 110 | 52 | 110 | 75 | 30 | 64 | 28 | Yes
HRVs | Broan-NuTone LLC | Broan | B150H75NT | 25 | 0.1 | 73 | 155 | 74 | 157 | 74 | 157 | 75 | 30 | 64 | 28 | Yes
HRVs | Broan-NuTone LLC | Broan | B150H75NT | 50 | 0.2 | 71 | 150 | 72 | 153 | 72 | 153 | 75 | 30 | 64 | 28 | Yes
HRVs | Broan-NuTone LLC | Broan | B150H75NT | 75 | 0.3 | 68 | 144 | 69 | 146 | 69 | 146 | 75 | 30 | 64 | 28 | Yes
HRVs | Broan-NuTone LLC | Broan | B150H75NT | 100 | 0.4 | 66 | 140 | 67 | 142 | 67 | 142 | 75 | 30 | 64 | 28 | Yes
HRVs | Broan-NuTone LLC | Broan | B150H75NT | 125 | 0.5 | 64 | 136 | 65 | 138 | 65 | 138 | 75 | 30 | 64 | 28 | Yes
HRVs | Broan-NuTone LLC | Broan | B150H75NT | 150 | 0.6 | 62 | 131 | 63 | 133 | 63 | 133 | 75 | 30 | 64 | 28 | Yes
HRVs | Broan-NuTone LLC | Broan | B150H75NT | 175 | 0.7 | 60 | 127 | 61 | 129 | 61 | 129 | 75 | 30 | 64 | 28 | Yes
HRVs | Broan-NuTone LLC | Broan | B150H75NT | 200 | 0.8 | 57 | 121 | 58 | 123 | 58 | 123 | 75 | 30 | 64 | 28 | Yes
HRVs | Broan-NuTone LLC | Broan | B150H75NT | 225 | 0.9 | 54 | 114 | 55 | 117 | 55 | 117 | 75 | 30 | 64 | 28 | Yes
HRVs | Broan-NuTone LLC | Broan | B150H75NT | 250 | 1.0 | 51 | 108 | 52 | 110 | 52 | 110 | 75 | 30 | 64 | 28 | Yes
ERVs | Broan-NuTone LLC | Broan | ERV100S | 25 | 0.1 | 53 | 112 | 55 | 117 | 56 | 119 | 66 | 23 | 49 | 40 | Yes
ERVs | Broan-NuTone LLC | Broan | ERV100S | 50 | 0.2 | 51 | 108 | 53 | 112 | 54 | 114 | 66 | 23 | 49 | 40 | Yes
ERVs | Broan-NuTone LLC | Broan | ERV100S | 75 | 0.3 | 50 | 106 | 51 | 108 | 52 | 110 | 66 | 23 | 49 | 40 | Yes
ERVs | Broan-NuTone LLC | Broan | ERV100S | 100 | 0.4 | 48 | 102 | 49 | 104 | 50 | 106 | 66 | 23 | 49 | 40 | Yes
ERVs | Broan-NuTone LLC | Broan | ERV100S | 125 | 0.5 | 46 | 97 | 47 | 100 | 47 | 100 | 66 | 23 | 49 | 40 | Yes
ERVs | Broan-NuTone LLC | Broan | ERV100S | 150 | 0.6 | 43 | 91 | 45 | 95 | 45 | 95 | 66 | 23 | 49 | 40 | Yes
ERVs | Broan-NuTone LLC | Broan | ERV100S | 175 | 0.7 | 41 | 87 | 43 | 91 | 43 | 91 | 66 | 23 | 49 | 40 | Yes
ERVs | Broan-NuTone LLC | Broan | ERV100S | 200 | 0.8 | 39 | 83 | 41 | 87 | 40 | 85 | 66 | 23 | 49 | 40 | Yes
ERVs | Broan-NuTone LLC | Broan | ERV100S | 225 | 0.9 | 37 | 78 | 38 | 81 | 38 | 81 | 66 | 23 | 49 | 40 | Yes
ERVs | Broan-NuTone LLC | Broan | ERV100S | 250 | 1.0 | 35 | 74 | 36 | 76 | 35 | 74 | 66 | 23 | 49 | 40 | Yes
ERVs | Broan-NuTone LLC | Broan | ERVS100S-HW-M | 25 | 0.1 | 54 | 114 | 56 | 119 | 56 | 119 | 66 | 30 | 64 | 46 | Yes
ERVs | Broan-NuTone LLC | Broan | ERVS100S-HW-M | 50 | 0.2 | 53 | 112 | 54 | 114 | 54 | 114 | 66 | 30 | 64 | 46 | Yes
ERVs | Broan-NuTone LLC | Broan | ERVS100S-HW-M | 75 | 0.3 | 51 | 108 | 53 | 112 | 52 | 110 | 66 | 30 | 64 | 46 | Yes
ERVs | Broan-NuTone LLC | Broan | ERVS100S-HW-M | 100 | 0.4 | 49 | 104 | 51 | 108 | 50 | 106 | 66 | 30 | 64 | 46 | Yes
ERVs | Broan-NuTone LLC | Broan | ERVS100S-HW-M | 125 | 0.5 | 47 | 100 | 49 | 104 | 49 | 104 | 66 | 30 | 64 | 46 | Yes
ERVs | Broan-NuTone LLC | Broan | ERVS100S-HW-M | 150 | 0.6 | 45 | 95 | 46 | 97 | 47 | 100 | 66 | 30 | 64 | 46 | Yes
ERVs | Broan-NuTone LLC | Broan | ERVS100S-HW-M | 175 | 0.7 | 43 | 91 | 44 | 93 | 45 | 95 | 66 | 30 | 64 | 46 | Yes
ERVs | Broan-NuTone LLC | Broan | ERVS100S-HW-M | 200 | 0.8 | 41 | 87 | 42 | 89 | 43 | 91 | 66 | 30 | 64 | 46 | Yes
ERVs | Broan-NuTone LLC | Broan | ERVS100S-HW-M | 225 | 0.9 | 39 | 83 | 40 | 85 | 41 | 87 | 66 | 30 | 64 | 46 | Yes
ERVs | Broan-NuTone LLC | Broan | ERVS100S-HW-M | 250 | 1.0 | 36 | 76 | 37 | 78 | 38 | 81 | 66 | 30 | 64 | 46 | Yes
ERVs | Broan-NuTone LLC | Broan | ERVS100S-HW-M | 275 | 1.1 | 34 | 72 | 35 | 74 | 36 | 76 | 66 | 30 | 64 | 46 | Yes
ERVs | Broan-NuTone LLC | Broan | ERVS100S-HW-M | 300 | 1.2 | 31 | 66 | 32 | 68 | 33 | 70 | 66 | 30 | 64 | 46 | Yes
ERVs | Broan-NuTone LLC | Broan | B160E65RT | 25 | 0.1 | 72 | 153 | 73 | 155 | 73 | 155 | 76 | 18 | 38 | 15 | Yes
ERVs | Broan-NuTone LLC | Broan | B160E65RT | 50 | 0.2 | 71 | 150 | 72 | 153 | 72 | 153 | 76 | 18 | 38 | 15 | Yes
ERVs | Broan-NuTone LLC | Broan | B160E65RT | 75 | 0.3 | 69 | 146 | 70 | 148 | 70 | 148 | 76 | 18 | 38 | 15 | Yes
ERVs | Broan-NuTone LLC | Broan | B160E65RT | 100 | 0.4 | 67 | 142 | 68 | 144 | 68 | 144 | 76 | 18 | 38 | 15 | Yes
ERVs | Broan-NuTone LLC | Broan | B160E65RT | 125 | 0.5 | 65 | 138 | 66 | 140 | 66 | 140 | 76 | 18 | 38 | 15 | Yes
ERVs | Broan-NuTone LLC | Broan | B160E65RT | 150 | 0.6 | 63 | 133 | 64 | 136 | 64 | 136 | 76 | 18 | 38 | 15 | Yes
ERVs | Broan-NuTone LLC | Broan | B160E65RT | 175 | 0.7 | 61 | 129 | 62 | 131 | 62 | 131 | 76 | 18 | 38 | 15 | Yes
ERVs | Broan-NuTone LLC | Broan | B160E65RT | 200 | 0.8 | 58 | 123 | 59 | 125 | 59 | 125 | 76 | 18 | 38 | 15 | Yes
ERVs | Broan-NuTone LLC | Broan | B160E65RT | 225 | 0.9 | 56 | 119 | 57 | 121 | 57 | 121 | 76 | 18 | 38 | 15 | Yes
ERVs | Broan-NuTone LLC | Broan | B160E65RT | 250 | 1.0 | 53 | 112 | 54 | 114 | 54 | 114 | 76 | 18 | 38 | 15 | Yes
ERVs | Broan-NuTone LLC | Broan | B160E65RT | 275 | 1.1 | 51 | 108 | 52 | 110 | 52 | 110 | 76 | 18 | 38 | 15 | Yes
ERVs | Broan-NuTone LLC | Broan | B160E65RT | 300 | 1.2 | 48 | 102 | 49 | 104 | 49 | 104 | 76 | 18 | 38 | 15 | Yes
ERVs | Broan-NuTone LLC | Broan | B160E65RS | 25 | 0.1 | 72 | 153 | 73 | 155 | 73 | 155 | 76 | 18 | 38 | 15 | Yes
ERVs | Broan-NuTone LLC | Broan | B160E65RS | 50 | 0.2 | 71 | 150 | 72 | 153 | 72 | 153 | 76 | 18 | 38 | 15 | Yes
ERVs | Broan-NuTone LLC | Broan | B160E65RS | 75 | 0.3 | 69 | 146 | 70 | 148 | 70 | 148 | 76 | 18 | 38 | 15 | Yes
ERVs | Broan-NuTone LLC | Broan | B160E65RS | 100 | 0.4 | 67 | 142 | 68 | 144 | 68 | 144 | 76 | 18 | 38 | 15 | Yes
ERVs | Broan-NuTone LLC | Broan | B160E65RS | 125 | 0.5 | 65 | 138 | 66 | 140 | 66 | 140 | 76 | 18 | 38 | 15 | Yes
ERVs | Broan-NuTone LLC | Broan | B160E65RS | 150 | 0.6 | 63 | 133 | 64 | 136 | 64 | 136 | 76 | 18 | 38 | 15 | Yes
ERVs | Broan-NuTone LLC | Broan | B160E65RS | 175 | 0.7 | 61 | 129 | 62 | 131 | 62 | 131 | 76 | 18 | 38 | 15 | Yes
ERVs | Broan-NuTone LLC | Broan | B160E65RS | 200 | 0.8 | 58 | 123 | 59 | 125 | 59 | 125 | 76 | 18 | 38 | 15 | Yes
ERVs | Broan-NuTone LLC | Broan | B160E65RS | 225 | 0.9 | 56 | 119 | 57 | 121 | 57 | 121 | 76 | 18 | 38 | 15 | Yes
ERVs | Broan-NuTone LLC | Broan | B160E65RS | 250 | 1.0 | 53 | 112 | 54 | 114 | 54 | 114 | 76 | 18 | 38 | 15 | Yes
ERVs | Broan-NuTone LLC | Broan | B160E65RS | 275 | 1.1 | 51 | 108 | 52 | 110 | 52 | 110 | 76 | 18 | 38 | 15 | Yes
ERVs | Broan-NuTone LLC | Broan | B160E65RS | 300 | 1.2 | 48 | 102 | 49 | 104 | 49 | 104 | 76 | 18 | 38 | 15 | Yes
ERVs | Broan-NuTone LLC | Broan | B160E75RT | 25 | 0.1 | 68 | 144 | 70 | 148 | 70 | 148 | 81 | 17 | 36 | 18 | Yes
ERVs | Broan-NuTone LLC | Broan | B160E75RT | 50 | 0.2 | 66 | 140 | 68 | 144 | 68 | 144 | 81 | 17 | 36 | 18 | Yes
ERVs | Broan-NuTone LLC | Broan | B160E75RT | 75 | 0.3 | 64 | 136 | 66 | 140 | 66 | 140 | 81 | 17 | 36 | 18 | Yes
ERVs | Broan-NuTone LLC | Broan | B160E75RT | 100 | 0.4 | 63 | 133 | 65 | 138 | 65 | 138 | 81 | 17 | 36 | 18 | Yes
ERVs | Broan-NuTone LLC | Broan | B160E75RT | 125 | 0.5 | 60 | 127 | 62 | 131 | 62 | 131 | 81 | 17 | 36 | 18 | Yes
ERVs | Broan-NuTone LLC | Broan | B160E75RT | 150 | 0.6 | 58 | 123 | 60 | 127 | 60 | 127 | 81 | 17 | 36 | 18 | Yes
ERVs | Broan-NuTone LLC | Broan | B160E75RT | 175 | 0.7 | 56 | 119 | 57 | 121 | 57 | 121 | 81 | 17 | 36 | 18 | Yes
ERVs | Broan-NuTone LLC | Broan | B160E75RT | 200 | 0.8 | 54 | 114 | 55 | 117 | 55 | 117 | 81 | 17 | 36 | 18 | Yes
ERVs | Broan-NuTone LLC | Broan | B160E75RT | 225 | 0.9 | 51 | 108 | 52 | 110 | 52 | 110 | 81 | 17 | 36 | 18 | Yes
ERVs | Broan-NuTone LLC | Broan | B160E75RT | 250 | 1.0 | 49 | 104 | 50 | 106 | 50 | 106 | 81 | 17 | 36 | 18 | Yes
ERVs | Broan-NuTone LLC | Broan | B160E75RS | 25 | 0.1 | 68 | 144 | 70 | 148 | 70 | 148 | 81 | 17 | 36 | 18 | Yes
ERVs | Broan-NuTone LLC | Broan | B160E75RS | 50 | 0.2 | 66 | 140 | 68 | 144 | 68 | 144 | 81 | 17 | 36 | 18 | Yes
ERVs | Broan-NuTone LLC | Broan | B160E75RS | 75 | 0.3 | 64 | 136 | 66 | 140 | 66 | 140 | 81 | 17 | 36 | 18 | Yes
ERVs | Broan-NuTone LLC | Broan | B160E75RS | 100 | 0.4 | 63 | 133 | 65 | 138 | 65 | 138 | 81 | 17 | 36 | 18 | Yes
ERVs | Broan-NuTone LLC | Broan | B160E75RS | 125 | 0.5 | 60 | 127 | 62 | 131 | 62 | 131 | 81 | 17 | 36 | 18 | Yes
ERVs | Broan-NuTone LLC | Broan | B160E75RS | 150 | 0.6 | 58 | 123 | 60 | 127 | 60 | 127 | 81 | 17 | 36 | 18 | Yes
ERVs | Broan-NuTone LLC | Broan | B160E75RS | 175 | 0.7 | 56 | 119 | 57 | 121 | 57 | 121 | 81 | 17 | 36 | 18 | Yes
ERVs | Broan-NuTone LLC | Broan | B160E75RS | 200 | 0.8 | 54 | 114 | 55 | 117 | 55 | 117 | 81 | 17 | 36 | 18 | Yes
ERVs | Broan-NuTone LLC | Broan | B160E75RS | 225 | 0.9 | 51 | 108 | 52 | 110 | 52 | 110 | 81 | 17 | 36 | 18 | Yes
ERVs | Broan-NuTone LLC | Broan | B160E75RS | 250 | 1.0 | 49 | 104 | 50 | 106 | 50 | 106 | 81 | 17 | 36 | 18 | Yes
ERVs | Broan-NuTone LLC | Broan | ERV250 ECM | 25 | 0.1 | 125 | 265 | 126 | 267 | 128 | 271 | 75 | 30 | 64 | 18 | Yes
ERVs | Broan-NuTone LLC | Broan | ERV250 ECM | 50 | 0.2 | 122 | 259 | 124 | 263 | 125 | 265 | 75 | 30 | 64 | 18 | Yes
ERVs | Broan-NuTone LLC | Broan | ERV250 ECM | 75 | 0.3 | 119 | 252 | 121 | 256 | 121 | 256 | 75 | 30 | 64 | 18 | Yes
ERVs | Broan-NuTone LLC | Broan | ERV250 ECM | 100 | 0.4 | 115 | 244 | 116 | 246 | 116 | 246 | 75 | 30 | 64 | 18 | Yes
ERVs | Broan-NuTone LLC | Broan | ERV250 ECM | 125 | 0.5 | 109 | 231 | 111 | 235 | 111 | 235 | 75 | 30 | 64 | 18 | Yes
ERVs | Broan-NuTone LLC | Broan | ERV250 ECM | 150 | 0.6 | 104 | 220 | 105 | 222 | 105 | 222 | 75 | 30 | 64 | 18 | Yes
ERVs | Broan-NuTone LLC | Broan | ERV250 ECM | 175 | 0.7 | 98 | 208 | 99 | 210 | 100 | 212 | 75 | 30 | 64 | 18 | Yes
ERVs | Broan-NuTone LLC | Broan | ERV250 ECM | 200 | 0.8 | 92 | 195 | 93 | 197 | 94 | 199 | 75 | 30 | 64 | 18 | Yes
ERVs | Broan-NuTone LLC | Broan | ERV250 ECM | 225 | 0.9 | 87 | 184 | 88 | 186 | 88 | 186 | 75 | 30 | 64 | 18 | Yes
ERVs | Broan-NuTone LLC | Broan | ERV250 ECM | 250 | 1.0 | 82 | 174 | 82 | 174 | 83 | 176 | 75 | 30 | 64 | 18 | Yes
ERVs | Broan-NuTone LLC | Broan | ERV250 ECM | 275 | 1.1 | 77 | 163 | 78 | 165 | 78 | 165 | 75 | 30 | 64 | 18 | Yes
ERVs | Broan-NuTone LLC | Broan | B150E75NS | 25 | 0.1 | 65 | 138 | 67 | 142 | 67 | 142 | 75 | 31 | 66 | 35 | Yes
ERVs | Broan-NuTone LLC | Broan | B150E75NS | 50 | 0.2 | 64 | 136 | 66 | 140 | 66 | 140 | 75 | 31 | 66 | 35 | Yes
ERVs | Broan-NuTone LLC | Broan | B150E75NS | 75 | 0.3 | 62 | 131 | 64 | 136 | 64 | 136 | 75 | 31 | 66 | 35 | Yes
ERVs | Broan-NuTone LLC | Broan | B150E75NS | 100 | 0.4 | 60 | 127 | 62 | 131 | 62 | 131 | 75 | 31 | 66 | 35 | Yes
ERVs | Broan-NuTone LLC | Broan | B150E75NS | 125 | 0.5 | 58 | 123 | 60 | 127 | 60 | 127 | 75 | 31 | 66 | 35 | Yes
ERVs | Broan-NuTone LLC | Broan | B150E75NS | 150 | 0.6 | 56 | 119 | 57 | 121 | 57 | 121 | 75 | 31 | 66 | 35 | Yes
ERVs | Broan-NuTone LLC | Broan | B150E75NS | 175 | 0.7 | 54 | 114 | 55 | 117 | 55 | 117 | 75 | 31 | 66 | 35 | Yes
ERVs | Broan-NuTone LLC | Broan | B150E75NS | 200 | 0.8 | 51 | 108 | 52 | 110 | 52 | 110 | 75 | 31 | 66 | 35 | Yes
ERVs | Broan-NuTone LLC | Broan | B150E75NS | 225 | 0.9 | 49 | 104 | 50 | 106 | 50 | 106 | 75 | 31 | 66 | 35 | Yes
ERVs | Broan-NuTone LLC | Broan | B150E75NS | 250 | 1.0 | 46 | 97 | 47 | 100 | 47 | 100 | 75 | 31 | 66 | 35 | Yes
ERVs | Broan-NuTone LLC | Broan | B150E75NT | 25 | 0.1 | 65 | 138 | 67 | 142 | 67 | 142 | 75 | 31 | 66 | 35 | Yes
ERVs | Broan-NuTone LLC | Broan | B150E75NT | 50 | 0.2 | 64 | 136 | 66 | 140 | 66 | 140 | 75 | 31 | 66 | 35 | Yes
ERVs | Broan-NuTone LLC | Broan | B150E75NT | 75 | 0.3 | 62 | 131 | 64 | 136 | 64 | 136 | 75 | 31 | 66 | 35 | Yes
ERVs | Broan-NuTone LLC | Broan | B150E75NT | 100 | 0.4 | 60 | 127 | 62 | 131 | 62 | 131 | 75 | 31 | 66 | 35 | Yes
ERVs | Broan-NuTone LLC | Broan | B150E75NT | 125 | 0.5 | 58 | 123 | 60 | 127 | 60 | 127 | 75 | 31 | 66 | 35 | Yes
ERVs | Broan-NuTone LLC | Broan | B150E75NT | 150 | 0.6 | 56 | 119 | 57 | 121 | 57 | 121 | 75 | 31 | 66 | 35 | Yes
ERVs | Broan-NuTone LLC | Broan | B150E75NT | 175 | 0.7 | 54 | 114 | 55 | 117 | 55 | 117 | 75 | 31 | 66 | 35 | Yes
ERVs | Broan-NuTone LLC | Broan | B150E75NT | 200 | 0.8 | 51 | 108 | 52 | 110 | 52 | 110 | 75 | 31 | 66 | 35 | Yes
ERVs | Broan-NuTone LLC | Broan | B150E75NT | 225 | 0.9 | 49 | 104 | 50 | 106 | 50 | 106 | 75 | 31 | 66 | 35 | Yes
ERVs | Broan-NuTone LLC | Broan | B150E75NT | 250 | 1.0 | 46 | 97 | 47 | 100 | 47 | 100 | 75 | 31 | 66 | 35 | Yes
ERVs | Broan-NuTone LLC | Broan | B210E75RS | 0 |  | 102 | 216 | 103 | 218 | 103 | 218 | 81 | 30 | 64 | 28 | Yes
ERVs | Broan-NuTone LLC | Broan | B210E75RS | 25 | 0.1 | 101 | 214 | 102 | 216 | 102 | 216 | 81 | 30 | 64 | 28 | Yes
ERVs | Broan-NuTone LLC | Broan | B210E75RS | 50 | 0.2 | 99 | 210 | 100 | 212 | 100 | 212 | 81 | 30 | 64 | 28 | Yes
ERVs | Broan-NuTone LLC | Broan | B210E75RS | 75 | 0.3 | 98 | 208 | 99 | 210 | 99 | 210 | 81 | 30 | 64 | 28 | Yes
ERVs | Broan-NuTone LLC | Broan | B210E75RS | 100 | 0.4 | 97 | 206 | 98 | 208 | 98 | 208 | 81 | 30 | 64 | 28 | Yes
ERVs | Broan-NuTone LLC | Broan | B210E75RS | 125 | 0.5 | 95 | 201 | 96 | 203 | 96 | 203 | 81 | 30 | 64 | 28 | Yes
ERVs | Broan-NuTone LLC | Broan | B210E75RS | 150 | 0.6 | 94 | 199 | 95 | 201 | 95 | 201 | 81 | 30 | 64 | 28 | Yes
ERVs | Broan-NuTone LLC | Broan | B210E75RS | 175 | 0.7 | 92 | 195 | 93 | 197 | 93 | 197 | 81 | 30 | 64 | 28 | Yes
ERVs | Broan-NuTone LLC | Broan | B210E75RS | 200 | 0.8 | 90 | 191 | 91 | 193 | 91 | 193 | 81 | 30 | 64 | 28 | Yes
ERVs | Broan-NuTone LLC | Broan | B210E75RS | 225 | 0.9 | 89 | 189 | 90 | 191 | 90 | 191 | 81 | 30 | 64 | 28 | Yes
ERVs | Broan-NuTone LLC | Broan | B210E75RS | 250 | 1.0 | 87 | 184 | 88 | 186 | 88 | 186 | 81 | 30 | 64 | 28 | Yes
ERVs | Broan-NuTone LLC | Broan | B210E75RS | 275 | 1.1 | 85 | 180 | 86 | 182 | 86 | 182 | 81 | 30 | 64 | 28 | Yes
ERVs | Broan-NuTone LLC | Broan | B210E75RS | 300 | 1.2 | 83 | 176 | 84 | 178 | 84 | 178 | 81 | 30 | 64 | 28 | Yes
ERVs | Broan-NuTone LLC | Broan | B210E75RT | 0 |  | 102 | 216 | 103 | 218 | 103 | 218 | 81 | 30 | 64 | 28 | Yes
ERVs | Broan-NuTone LLC | Broan | B210E75RT | 25 | 0.1 | 101 | 214 | 102 | 216 | 102 | 216 | 81 | 30 | 64 | 28 | Yes
ERVs | Broan-NuTone LLC | Broan | B210E75RT | 50 | 0.2 | 99 | 210 | 100 | 212 | 100 | 212 | 81 | 30 | 64 | 28 | Yes
ERVs | Broan-NuTone LLC | Broan | B210E75RT | 75 | 0.3 | 98 | 208 | 99 | 210 | 99 | 210 | 81 | 30 | 64 | 28 | Yes
ERVs | Broan-NuTone LLC | Broan | B210E75RT | 100 | 0.4 | 97 | 206 | 98 | 208 | 98 | 208 | 81 | 30 | 64 | 28 | Yes
ERVs | Broan-NuTone LLC | Broan | B210E75RT | 125 | 0.5 | 95 | 201 | 96 | 203 | 96 | 203 | 81 | 30 | 64 | 28 | Yes
ERVs | Broan-NuTone LLC | Broan | B210E75RT | 150 | 0.6 | 94 | 199 | 95 | 201 | 95 | 201 | 81 | 30 | 64 | 28 | Yes
ERVs | Broan-NuTone LLC | Broan | B210E75RT | 175 | 0.7 | 92 | 195 | 93 | 197 | 93 | 197 | 81 | 30 | 64 | 28 | Yes
ERVs | Broan-NuTone LLC | Broan | B210E75RT | 200 | 0.8 | 90 | 191 | 91 | 193 | 91 | 193 | 81 | 30 | 64 | 28 | Yes
ERVs | Broan-NuTone LLC | Broan | B210E75RT | 225 | 0.9 | 89 | 189 | 90 | 191 | 90 | 191 | 81 | 30 | 64 | 28 | Yes
ERVs | Broan-NuTone LLC | Broan | B210E75RT | 250 | 1.0 | 87 | 184 | 88 | 186 | 88 | 186 | 81 | 30 | 64 | 28 | Yes
ERVs | Broan-NuTone LLC | Broan | B210E75RT | 275 | 1.1 | 85 | 180 | 86 | 182 | 86 | 182 | 81 | 30 | 64 | 28 | Yes
ERVs | Broan-NuTone LLC | Broan | B210E75RT | 300 | 1.2 | 83 | 176 | 84 | 178 | 84 | 178 | 81 | 30 | 64 | 28 | Yes
ERVs | Broan-NuTone LLC | Broan | ERVS100S-PC | 25 | 0.1 | 54 | 114 | 56 | 119 | 56 | 119 | 66 | 30 | 64 | 46 | Yes
ERVs | Broan-NuTone LLC | Broan | ERVS100S-PC | 50 | 0.2 | 53 | 112 | 54 | 114 | 54 | 114 | 66 | 30 | 64 | 46 | Yes
ERVs | Broan-NuTone LLC | Broan | ERVS100S-PC | 75 | 0.3 | 51 | 108 | 53 | 112 | 52 | 110 | 66 | 30 | 64 | 46 | Yes
ERVs | Broan-NuTone LLC | Broan | ERVS100S-PC | 100 | 0.4 | 49 | 104 | 51 | 108 | 50 | 106 | 66 | 30 | 64 | 46 | Yes
ERVs | Broan-NuTone LLC | Broan | ERVS100S-PC | 125 | 0.5 | 47 | 100 | 49 | 104 | 49 | 104 | 66 | 30 | 64 | 46 | Yes
ERVs | Broan-NuTone LLC | Broan | ERVS100S-PC | 150 | 0.6 | 45 | 95 | 46 | 97 | 47 | 100 | 66 | 30 | 64 | 46 | Yes
ERVs | Broan-NuTone LLC | Broan | ERVS100S-PC | 175 | 0.7 | 43 | 91 | 44 | 93 | 45 | 95 | 66 | 30 | 64 | 46 | Yes
ERVs | Broan-NuTone LLC | Broan | ERVS100S-PC | 200 | 0.8 | 41 | 87 | 42 | 89 | 43 | 91 | 66 | 30 | 64 | 46 | Yes
ERVs | Broan-NuTone LLC | Broan | ERVS100S-PC | 225 | 0.9 | 39 | 83 | 40 | 85 | 41 | 87 | 66 | 30 | 64 | 46 | Yes
ERVs | Broan-NuTone LLC | Broan | ERVS100S-PC | 250 | 1.0 | 36 | 76 | 37 | 78 | 38 | 81 | 66 | 30 | 64 | 46 | Yes
ERVs | Broan-NuTone LLC | Broan | ERVS100S-PC | 275 | 1.1 | 34 | 72 | 35 | 74 | 36 | 76 | 66 | 30 | 64 | 46 | Yes
ERVs | Broan-NuTone LLC | Broan | ERVS100S-PC | 300 | 1.2 | 31 | 66 | 32 | 68 | 33 | 70 | 66 | 30 | 64 | 46 | Yes
ERVs | Broan-NuTone LLC | Broan | B180E75RT | 25 | 0.1 | 90 | 191 | 93 | 197 | 93 | 197 | 81 | 31 | 66 | 23 | Yes
ERVs | Broan-NuTone LLC | Broan | B180E75RT | 50 | 0.2 | 89 | 189 | 92 | 195 | 92 | 195 | 81 | 31 | 66 | 23 | Yes
ERVs | Broan-NuTone LLC | Broan | B180E75RT | 75 | 0.3 | 88 | 186 | 91 | 193 | 91 | 193 | 81 | 31 | 66 | 23 | Yes
ERVs | Broan-NuTone LLC | Broan | B180E75RT | 100 | 0.4 | 86 | 182 | 89 | 189 | 89 | 189 | 81 | 31 | 66 | 23 | Yes
ERVs | Broan-NuTone LLC | Broan | B180E75RT | 125 | 0.5 | 84 | 178 | 87 | 184 | 87 | 184 | 81 | 31 | 66 | 23 | Yes
ERVs | Broan-NuTone LLC | Broan | B180E75RT | 150 | 0.6 | 82 | 174 | 85 | 180 | 85 | 180 | 81 | 31 | 66 | 23 | Yes
ERVs | Broan-NuTone LLC | Broan | B180E75RT | 175 | 0.7 | 81 | 172 | 84 | 178 | 84 | 178 | 81 | 31 | 66 | 23 | Yes
ERVs | Broan-NuTone LLC | Broan | B180E75RT | 200 | 0.8 | 79 | 167 | 82 | 174 | 82 | 174 | 81 | 31 | 66 | 23 | Yes
ERVs | Broan-NuTone LLC | Broan | B180E75RT | 225 | 0.9 | 78 | 165 | 81 | 172 | 81 | 172 | 81 | 31 | 66 | 23 | Yes
ERVs | Broan-NuTone LLC | Broan | B180E75RT | 250 | 1.0 | 76 | 161 | 79 | 167 | 79 | 167 | 81 | 31 | 66 | 23 | Yes
ERVs | Broan-NuTone LLC | Broan | B180E75RT | 275 | 1.1 | 73 | 155 | 76 | 161 | 76 | 161 | 81 | 31 | 66 | 23 | Yes
ERVs | Broan-NuTone LLC | Broan | B180E75RT | 300 | 1.2 | 72 | 153 | 74 | 157 | 74 | 157 | 81 | 31 | 66 | 23 | Yes
ERVs | Broan-NuTone LLC | Broan | B130E65RT | 25 | 0.1 | 64 | 136 | 65 | 138 | 65 | 138 | 67 | 31 | 66 | 30 | Yes
ERVs | Broan-NuTone LLC | Broan | B130E65RT | 50 | 0.2 | 62 | 131 | 63 | 133 | 63 | 133 | 67 | 31 | 66 | 30 | Yes
ERVs | Broan-NuTone LLC | Broan | B130E65RT | 75 | 0.3 | 58 | 123 | 59 | 125 | 59 | 125 | 67 | 31 | 66 | 30 | Yes
ERVs | Broan-NuTone LLC | Broan | B130E65RT | 100 | 0.4 | 56 | 119 | 57 | 121 | 57 | 121 | 67 | 31 | 66 | 30 | Yes
ERVs | Broan-NuTone LLC | Broan | B130E65RT | 125 | 0.5 | 53 | 112 | 54 | 114 | 54 | 114 | 67 | 31 | 66 | 30 | Yes
ERVs | Broan-NuTone LLC | Broan | B130E65RT | 150 | 0.6 | 49 | 104 | 50 | 106 | 50 | 106 | 67 | 31 | 66 | 30 | Yes
ERVs | Broan-NuTone LLC | Broan | B130E65RT | 175 | 0.7 | 45 | 95 | 46 | 97 | 46 | 97 | 67 | 31 | 66 | 30 | Yes
ERVs | Broan-NuTone LLC | Broan | B130E65RT | 200 | 0.8 | 41 | 87 | 42 | 89 | 42 | 89 | 67 | 31 | 66 | 30 | Yes
ERVs | Broan-NuTone LLC | Broan | B130E65RT | 225 | 0.9 | 36 | 76 | 37 | 78 | 37 | 78 | 67 | 31 | 66 | 30 | Yes
ERVs | Broan-NuTone LLC | Broan | B130E65RT | 250 | 1.0 | 30 | 64 | 31 | 66 | 31 | 66 | 67 | 31 | 66 | 30 | Yes
ERVs | Broan-NuTone LLC | Broan | B130E65RS | 25 | 0.1 | 64 | 136 | 65 | 138 | 65 | 138 | 67 | 31 | 66 | 30 | Yes
ERVs | Broan-NuTone LLC | Broan | B130E65RS | 50 | 0.2 | 62 | 131 | 63 | 133 | 63 | 133 | 67 | 31 | 66 | 30 | Yes
ERVs | Broan-NuTone LLC | Broan | B130E65RS | 75 | 0.3 | 58 | 123 | 59 | 125 | 59 | 125 | 67 | 31 | 66 | 30 | Yes
ERVs | Broan-NuTone LLC | Broan | B130E65RS | 100 | 0.4 | 56 | 119 | 57 | 121 | 57 | 121 | 67 | 31 | 66 | 30 | Yes
ERVs | Broan-NuTone LLC | Broan | B130E65RS | 125 | 0.5 | 53 | 112 | 54 | 114 | 54 | 114 | 67 | 31 | 66 | 30 | Yes
ERVs | Broan-NuTone LLC | Broan | B130E65RS | 150 | 0.6 | 49 | 104 | 50 | 106 | 50 | 106 | 67 | 31 | 66 | 30 | Yes
ERVs | Broan-NuTone LLC | Broan | B130E65RS | 175 | 0.7 | 45 | 95 | 46 | 97 | 46 | 97 | 67 | 31 | 66 | 30 | Yes
ERVs | Broan-NuTone LLC | Broan | B130E65RS | 200 | 0.8 | 41 | 87 | 42 | 89 | 42 | 89 | 67 | 31 | 66 | 30 | Yes
ERVs | Broan-NuTone LLC | Broan | B130E65RS | 225 | 0.9 | 36 | 76 | 37 | 78 | 37 | 78 | 67 | 31 | 66 | 30 | Yes
ERVs | Broan-NuTone LLC | Broan | B130E65RS | 250 | 1.0 | 30 | 64 | 31 | 66 | 31 | 66 | 67 | 31 | 66 | 30 | Yes
ERVs | Carrier Corporation | Carrier | ERVXXSHA1130 | 25 | 0.1 | 64 | 136 | 65 | 138 | 65 | 138 | 67 | 31 | 66 | 30 | Yes
ERVs | Carrier Corporation | Carrier | ERVXXSHA1130 | 50 | 0.2 | 62 | 131 | 63 | 133 | 63 | 133 | 67 | 31 | 66 | 30 | Yes
ERVs | Carrier Corporation | Carrier | ERVXXSHA1130 | 75 | 0.3 | 58 | 123 | 59 | 125 | 59 | 125 | 67 | 31 | 66 | 30 | Yes
ERVs | Carrier Corporation | Carrier | ERVXXSHA1130 | 100 | 0.4 | 56 | 119 | 57 | 121 | 57 | 121 | 67 | 31 | 66 | 30 | Yes
ERVs | Carrier Corporation | Carrier | ERVXXSHA1130 | 125 | 0.5 | 53 | 112 | 54 | 114 | 54 | 114 | 67 | 31 | 66 | 30 | Yes
ERVs | Carrier Corporation | Carrier | ERVXXSHA1130 | 150 | 0.6 | 49 | 104 | 50 | 106 | 50 | 106 | 67 | 31 | 66 | 30 | Yes
ERVs | Carrier Corporation | Carrier | ERVXXSHA1130 | 175 | 0.7 | 45 | 95 | 46 | 97 | 46 | 97 | 67 | 31 | 66 | 30 | Yes
ERVs | Carrier Corporation | Carrier | ERVXXSHA1130 | 200 | 0.8 | 41 | 87 | 42 | 89 | 42 | 89 | 67 | 31 | 66 | 30 | Yes
ERVs | Carrier Corporation | Carrier | ERVXXSHA1130 | 225 | 0.9 | 36 | 76 | 37 | 78 | 37 | 78 | 67 | 31 | 66 | 30 | Yes
ERVs | Carrier Corporation | Carrier | ERVXXSHA1130 | 250 | 1.0 | 30 | 64 | 31 | 66 | 31 | 66 | 67 | 31 | 66 | 30 | Yes
ERVs | Carrier Corporation | Carrier | ERVXXSVA1130 | 25 | 0.1 | 64 | 136 | 65 | 138 | 65 | 138 | 67 | 31 | 66 | 30 | Yes
ERVs | Carrier Corporation | Carrier | ERVXXSVA1130 | 50 | 0.2 | 62 | 131 | 63 | 133 | 63 | 133 | 67 | 31 | 66 | 30 | Yes
ERVs | Carrier Corporation | Carrier | ERVXXSVA1130 | 75 | 0.3 | 58 | 123 | 59 | 125 | 59 | 125 | 67 | 31 | 66 | 30 | Yes
ERVs | Carrier Corporation | Carrier | ERVXXSVA1130 | 100 | 0.4 | 56 | 119 | 57 | 121 | 57 | 121 | 67 | 31 | 66 | 30 | Yes
ERVs | Carrier Corporation | Carrier | ERVXXSVA1130 | 125 | 0.5 | 53 | 112 | 54 | 114 | 54 | 114 | 67 | 31 | 66 | 30 | Yes
ERVs | Carrier Corporation | Carrier | ERVXXSVA1130 | 150 | 0.6 | 49 | 104 | 50 | 106 | 50 | 106 | 67 | 31 | 66 | 30 | Yes
ERVs | Carrier Corporation | Carrier | ERVXXSVA1130 | 175 | 0.7 | 45 | 95 | 46 | 97 | 46 | 97 | 67 | 31 | 66 | 30 | Yes
ERVs | Carrier Corporation | Carrier | ERVXXSVA1130 | 200 | 0.8 | 41 | 87 | 42 | 89 | 42 | 89 | 67 | 31 | 66 | 30 | Yes
ERVs | Carrier Corporation | Carrier | ERVXXSVA1130 | 225 | 0.9 | 36 | 76 | 37 | 78 | 37 | 78 | 67 | 31 | 66 | 30 | Yes
ERVs | Carrier Corporation | Carrier | ERVXXSVA1130 | 250 | 1.0 | 30 | 64 | 31 | 66 | 31 | 66 | 67 | 31 | 66 | 30 | Yes
ERVs | Carrier Corporation | Carrier | ERVXXLHB1210 | 0 |  | 102 | 216 | 103 | 218 | 103 | 218 | 81 | 30 | 64 | 28 | Yes
ERVs | Carrier Corporation | Carrier | ERVXXLHB1210 | 25 | 0.1 | 101 | 214 | 102 | 216 | 102 | 216 | 81 | 30 | 64 | 28 | Yes
ERVs | Carrier Corporation | Carrier | ERVXXLHB1210 | 50 | 0.2 | 99 | 210 | 100 | 212 | 100 | 212 | 81 | 30 | 64 | 28 | Yes
ERVs | Carrier Corporation | Carrier | ERVXXLHB1210 | 75 | 0.3 | 98 | 208 | 99 | 210 | 99 | 210 | 81 | 30 | 64 | 28 | Yes
ERVs | Carrier Corporation | Carrier | ERVXXLHB1210 | 100 | 0.4 | 97 | 206 | 98 | 208 | 98 | 208 | 81 | 30 | 64 | 28 | Yes
ERVs | Carrier Corporation | Carrier | ERVXXLHB1210 | 125 | 0.5 | 95 | 201 | 96 | 203 | 96 | 203 | 81 | 30 | 64 | 28 | Yes
ERVs | Carrier Corporation | Carrier | ERVXXLHB1210 | 150 | 0.6 | 94 | 199 | 95 | 201 | 95 | 201 | 81 | 30 | 64 | 28 | Yes
ERVs | Carrier Corporation | Carrier | ERVXXLHB1210 | 175 | 0.7 | 92 | 195 | 93 | 197 | 93 | 197 | 81 | 30 | 64 | 28 | Yes
ERVs | Carrier Corporation | Carrier | ERVXXLHB1210 | 200 | 0.8 | 90 | 191 | 91 | 193 | 91 | 193 | 81 | 30 | 64 | 28 | Yes
ERVs | Carrier Corporation | Carrier | ERVXXLHB1210 | 225 | 0.9 | 89 | 189 | 90 | 191 | 90 | 191 | 81 | 30 | 64 | 28 | Yes
ERVs | Carrier Corporation | Carrier | ERVXXLHB1210 | 250 | 1.0 | 87 | 184 | 88 | 186 | 88 | 186 | 81 | 30 | 64 | 28 | Yes
ERVs | Carrier Corporation | Carrier | ERVXXLHB1210 | 275 | 1.1 | 85 | 180 | 86 | 182 | 86 | 182 | 81 | 30 | 64 | 28 | Yes
ERVs | Carrier Corporation | Carrier | ERVXXLHB1210 | 300 | 1.2 | 83 | 176 | 84 | 178 | 84 | 178 | 81 | 30 | 64 | 28 | Yes
ERVs | Carrier Corporation | Carrier | ERVXXSVA1150 | 25 | 0.1 | 72 | 153 | 73 | 155 | 73 | 155 | 76 | 18 | 38 | 15 | Yes
ERVs | Carrier Corporation | Carrier | ERVXXSVA1150 | 50 | 0.2 | 71 | 150 | 72 | 153 | 72 | 153 | 76 | 18 | 38 | 15 | Yes
ERVs | Carrier Corporation | Carrier | ERVXXSVA1150 | 75 | 0.3 | 69 | 146 | 70 | 148 | 70 | 148 | 76 | 18 | 38 | 15 | Yes
ERVs | Carrier Corporation | Carrier | ERVXXSVA1150 | 100 | 0.4 | 67 | 142 | 68 | 144 | 68 | 144 | 76 | 18 | 38 | 15 | Yes
ERVs | Carrier Corporation | Carrier | ERVXXSVA1150 | 125 | 0.5 | 65 | 138 | 66 | 140 | 66 | 140 | 76 | 18 | 38 | 15 | Yes
ERVs | Carrier Corporation | Carrier | ERVXXSVA1150 | 150 | 0.6 | 63 | 133 | 64 | 136 | 64 | 136 | 76 | 18 | 38 | 15 | Yes
ERVs | Carrier Corporation | Carrier | ERVXXSVA1150 | 175 | 0.7 | 61 | 129 | 62 | 131 | 62 | 131 | 76 | 18 | 38 | 15 | Yes
ERVs | Carrier Corporation | Carrier | ERVXXSVA1150 | 200 | 0.8 | 58 | 123 | 59 | 125 | 59 | 125 | 76 | 18 | 38 | 15 | Yes
ERVs | Carrier Corporation | Carrier | ERVXXSVA1150 | 225 | 0.9 | 56 | 119 | 57 | 121 | 57 | 121 | 76 | 18 | 38 | 15 | Yes
ERVs | Carrier Corporation | Carrier | ERVXXSVA1150 | 250 | 1.0 | 53 | 112 | 54 | 114 | 54 | 114 | 76 | 18 | 38 | 15 | Yes
ERVs | Carrier Corporation | Carrier | ERVXXSVA1150 | 275 | 1.1 | 51 | 108 | 52 | 110 | 52 | 110 | 76 | 18 | 38 | 15 | Yes
ERVs | Carrier Corporation | Carrier | ERVXXSVA1150 | 300 | 1.2 | 48 | 102 | 49 | 104 | 49 | 104 | 76 | 18 | 38 | 15 | Yes
ERVs | Carrier Corporation | Carrier | ERVXXSHA1150 | 25 | 0.1 | 72 | 153 | 73 | 155 | 73 | 155 | 76 | 18 | 38 | 15 | Yes
ERVs | Carrier Corporation | Carrier | ERVXXSHA1150 | 50 | 0.2 | 71 | 150 | 72 | 153 | 72 | 153 | 76 | 18 | 38 | 15 | Yes
ERVs | Carrier Corporation | Carrier | ERVXXSHA1150 | 75 | 0.3 | 69 | 146 | 70 | 148 | 70 | 148 | 76 | 18 | 38 | 15 | Yes
ERVs | Carrier Corporation | Carrier | ERVXXSHA1150 | 100 | 0.4 | 67 | 142 | 68 | 144 | 68 | 144 | 76 | 18 | 38 | 15 | Yes
ERVs | Carrier Corporation | Carrier | ERVXXSHA1150 | 125 | 0.5 | 65 | 138 | 66 | 140 | 66 | 140 | 76 | 18 | 38 | 15 | Yes
ERVs | Carrier Corporation | Carrier | ERVXXSHA1150 | 150 | 0.6 | 63 | 133 | 64 | 136 | 64 | 136 | 76 | 18 | 38 | 15 | Yes
ERVs | Carrier Corporation | Carrier | ERVXXSHA1150 | 175 | 0.7 | 61 | 129 | 62 | 131 | 62 | 131 | 76 | 18 | 38 | 15 | Yes
ERVs | Carrier Corporation | Carrier | ERVXXSHA1150 | 200 | 0.8 | 58 | 123 | 59 | 125 | 59 | 125 | 76 | 18 | 38 | 15 | Yes
ERVs | Carrier Corporation | Carrier | ERVXXSHA1150 | 225 | 0.9 | 56 | 119 | 57 | 121 | 57 | 121 | 76 | 18 | 38 | 15 | Yes
ERVs | Carrier Corporation | Carrier | ERVXXSHA1150 | 250 | 1.0 | 53 | 112 | 54 | 114 | 54 | 114 | 76 | 18 | 38 | 15 | Yes
ERVs | Carrier Corporation | Carrier | ERVXXSHA1150 | 275 | 1.1 | 51 | 108 | 52 | 110 | 52 | 110 | 76 | 18 | 38 | 15 | Yes
ERVs | Carrier Corporation | Carrier | ERVXXSHA1150 | 300 | 1.2 | 48 | 102 | 49 | 104 | 49 | 104 | 76 | 18 | 38 | 15 | Yes
HRVs | Carrier Corporation | Carrier | HRVXXSVA1160 | 25 | 0.1 | 78 | 165 | 80 | 170 | 80 | 170 | 68 | 30 | 64 | 26 | Yes
HRVs | Carrier Corporation | Carrier | HRVXXSVA1160 | 50 | 0.2 | 75 | 159 | 77 | 163 | 77 | 163 | 68 | 30 | 64 | 26 | Yes
HRVs | Carrier Corporation | Carrier | HRVXXSVA1160 | 75 | 0.3 | 73 | 155 | 75 | 159 | 75 | 159 | 68 | 30 | 64 | 26 | Yes
HRVs | Carrier Corporation | Carrier | HRVXXSVA1160 | 100 | 0.4 | 71 | 150 | 73 | 155 | 73 | 155 | 68 | 30 | 64 | 26 | Yes
HRVs | Carrier Corporation | Carrier | HRVXXSVA1160 | 125 | 0.5 | 68 | 144 | 70 | 148 | 70 | 148 | 68 | 30 | 64 | 26 | Yes
HRVs | Carrier Corporation | Carrier | HRVXXSVA1160 | 150 | 0.6 | 66 | 140 | 68 | 144 | 68 | 144 | 68 | 30 | 64 | 26 | Yes
HRVs | Carrier Corporation | Carrier | HRVXXSVA1160 | 175 | 0.7 | 63 | 133 | 65 | 138 | 65 | 138 | 68 | 30 | 64 | 26 | Yes
HRVs | Carrier Corporation | Carrier | HRVXXSVA1160 | 200 | 0.8 | 61 | 129 | 63 | 133 | 63 | 133 | 68 | 30 | 64 | 26 | Yes
HRVs | Carrier Corporation | Carrier | HRVXXSVA1160 | 225 | 0.9 | 58 | 123 | 60 | 127 | 60 | 127 | 68 | 30 | 64 | 26 | Yes
HRVs | Carrier Corporation | Carrier | HRVXXSVA1160 | 250 | 1.0 | 55 | 117 | 57 | 121 | 57 | 121 | 68 | 30 | 64 | 26 | Yes
HRVs | Carrier Corporation | Carrier | HRVXXSHA1160 | 25 | 0.1 | 78 | 165 | 80 | 170 | 80 | 170 | 68 | 30 | 64 | 26 | Yes
HRVs | Carrier Corporation | Carrier | HRVXXSHA1160 | 50 | 0.2 | 75 | 159 | 77 | 163 | 77 | 163 | 68 | 30 | 64 | 26 | Yes
HRVs | Carrier Corporation | Carrier | HRVXXSHA1160 | 75 | 0.3 | 73 | 155 | 75 | 159 | 75 | 159 | 68 | 30 | 64 | 26 | Yes
HRVs | Carrier Corporation | Carrier | HRVXXSHA1160 | 100 | 0.4 | 71 | 150 | 73 | 155 | 73 | 155 | 68 | 30 | 64 | 26 | Yes
HRVs | Carrier Corporation | Carrier | HRVXXSHA1160 | 125 | 0.5 | 68 | 144 | 70 | 148 | 70 | 148 | 68 | 30 | 64 | 26 | Yes
HRVs | Carrier Corporation | Carrier | HRVXXSHA1160 | 150 | 0.6 | 66 | 140 | 68 | 144 | 68 | 144 | 68 | 30 | 64 | 26 | Yes
HRVs | Carrier Corporation | Carrier | HRVXXSHA1160 | 175 | 0.7 | 63 | 133 | 65 | 138 | 65 | 138 | 68 | 30 | 64 | 26 | Yes
HRVs | Carrier Corporation | Carrier | HRVXXSHA1160 | 200 | 0.8 | 61 | 129 | 63 | 133 | 63 | 133 | 68 | 30 | 64 | 26 | Yes
HRVs | Carrier Corporation | Carrier | HRVXXSHA1160 | 225 | 0.9 | 58 | 123 | 60 | 127 | 60 | 127 | 68 | 30 | 64 | 26 | Yes
HRVs | Carrier Corporation | Carrier | HRVXXSHA1160 | 250 | 1.0 | 55 | 117 | 57 | 121 | 57 | 121 | 68 | 30 | 64 | 26 | Yes
HRVs | Carrier Corporation | Carrier | HRVXXSVB1160 | 25 | 0.1 | 77 | 163 | 78 | 165 | 78 | 165 | 75 | 30 | 64 | 36 | Yes
HRVs | Carrier Corporation | Carrier | HRVXXSVB1160 | 50 | 0.2 | 75 | 159 | 76 | 161 | 76 | 161 | 75 | 30 | 64 | 36 | Yes
HRVs | Carrier Corporation | Carrier | HRVXXSVB1160 | 75 | 0.3 | 73 | 155 | 74 | 157 | 74 | 157 | 75 | 30 | 64 | 36 | Yes
HRVs | Carrier Corporation | Carrier | HRVXXSVB1160 | 100 | 0.4 | 71 | 150 | 72 | 153 | 72 | 153 | 75 | 30 | 64 | 36 | Yes
HRVs | Carrier Corporation | Carrier | HRVXXSVB1160 | 125 | 0.5 | 68 | 144 | 69 | 146 | 69 | 146 | 75 | 30 | 64 | 36 | Yes
HRVs | Carrier Corporation | Carrier | HRVXXSVB1160 | 150 | 0.6 | 66 | 140 | 67 | 142 | 67 | 142 | 75 | 30 | 64 | 36 | Yes
HRVs | Carrier Corporation | Carrier | HRVXXSVB1160 | 175 | 0.7 | 63 | 133 | 64 | 136 | 64 | 136 | 75 | 30 | 64 | 36 | Yes
HRVs | Carrier Corporation | Carrier | HRVXXSVB1160 | 200 | 0.8 | 60 | 127 | 61 | 129 | 61 | 129 | 75 | 30 | 64 | 36 | Yes
HRVs | Carrier Corporation | Carrier | HRVXXSVB1160 | 225 | 0.9 | 57 | 121 | 58 | 123 | 58 | 123 | 75 | 30 | 64 | 36 | Yes
HRVs | Carrier Corporation | Carrier | HRVXXSVB1160 | 250 | 1.0 | 54 | 114 | 55 | 117 | 55 | 117 | 75 | 30 | 64 | 36 | Yes
HRVs | Carrier Corporation | Carrier | HRVXXSHB1160 | 25 | 0.1 | 77 | 163 | 78 | 165 | 78 | 165 | 75 | 30 | 64 | 36 | Yes
HRVs | Carrier Corporation | Carrier | HRVXXSHB1160 | 50 | 0.2 | 75 | 159 | 76 | 161 | 76 | 161 | 75 | 30 | 64 | 36 | Yes
HRVs | Carrier Corporation | Carrier | HRVXXSHB1160 | 75 | 0.3 | 73 | 155 | 74 | 157 | 74 | 157 | 75 | 30 | 64 | 36 | Yes
HRVs | Carrier Corporation | Carrier | HRVXXSHB1160 | 100 | 0.4 | 71 | 150 | 72 | 153 | 72 | 153 | 75 | 30 | 64 | 36 | Yes
HRVs | Carrier Corporation | Carrier | HRVXXSHB1160 | 125 | 0.5 | 68 | 144 | 69 | 146 | 69 | 146 | 75 | 30 | 64 | 36 | Yes
HRVs | Carrier Corporation | Carrier | HRVXXSHB1160 | 150 | 0.6 | 66 | 140 | 67 | 142 | 67 | 142 | 75 | 30 | 64 | 36 | Yes
HRVs | Carrier Corporation | Carrier | HRVXXSHB1160 | 175 | 0.7 | 63 | 133 | 64 | 136 | 64 | 136 | 75 | 30 | 64 | 36 | Yes
HRVs | Carrier Corporation | Carrier | HRVXXSHB1160 | 200 | 0.8 | 60 | 127 | 61 | 129 | 61 | 129 | 75 | 30 | 64 | 36 | Yes
HRVs | Carrier Corporation | Carrier | HRVXXSHB1160 | 225 | 0.9 | 57 | 121 | 58 | 123 | 58 | 123 | 75 | 30 | 64 | 36 | Yes
HRVs | Carrier Corporation | Carrier | HRVXXSHB1160 | 250 | 1.0 | 54 | 114 | 55 | 117 | 55 | 117 | 75 | 30 | 64 | 36 | Yes
HRVs | Carrier Corporation | Carrier | HRVCRLHB1250 | 25 | 0.1 | 106 | 225 | 107 | 227 | 118 | 250 | 65 | 39 | 83 | 71 | No
HRVs | Carrier Corporation | Carrier | HRVCRLHB1250 | 50 | 0.2 | 102 | 216 | 102 | 216 | 115 | 244 | 65 | 39 | 83 | 71 | No
HRVs | Carrier Corporation | Carrier | HRVCRLHB1250 | 75 | 0.3 | 96 | 203 | 97 | 206 | 111 | 235 | 65 | 39 | 83 | 71 | No
HRVs | Carrier Corporation | Carrier | HRVCRLHB1250 | 100 | 0.4 | 90 | 191 | 91 | 193 | 107 | 227 | 65 | 39 | 83 | 71 | No
HRVs | Carrier Corporation | Carrier | HRVCRLHB1250 | 125 | 0.5 | 83 | 176 | 84 | 178 | 100 | 212 | 65 | 39 | 83 | 71 | No
HRVs | Carrier Corporation | Carrier | HRVCRLHB1250 | 150 | 0.6 | 76 | 161 | 76 | 161 | 89 | 189 | 65 | 39 | 83 | 71 | No
HRVs | Carrier Corporation | Carrier | HRVCRLHB1250 | 175 | 0.7 | 67 | 142 | 67 | 142 | 75 | 159 | 65 | 39 | 83 | 71 | No
HRVs | Carrier Corporation | Carrier | HRVXXSVA1130 | 25 | 0.1 | 64 | 136 | 66 | 140 | 66 | 140 | 68 | 30 | 64 | 26 | Yes
HRVs | Carrier Corporation | Carrier | HRVXXSVA1130 | 50 | 0.2 | 62 | 131 | 64 | 136 | 64 | 136 | 68 | 30 | 64 | 26 | Yes
HRVs | Carrier Corporation | Carrier | HRVXXSVA1130 | 75 | 0.3 | 59 | 125 | 61 | 129 | 61 | 129 | 68 | 30 | 64 | 26 | Yes
HRVs | Carrier Corporation | Carrier | HRVXXSVA1130 | 100 | 0.4 | 56 | 119 | 58 | 123 | 58 | 123 | 68 | 30 | 64 | 26 | Yes
HRVs | Carrier Corporation | Carrier | HRVXXSVA1130 | 125 | 0.5 | 53 | 112 | 55 | 117 | 55 | 117 | 68 | 30 | 64 | 26 | Yes
HRVs | Carrier Corporation | Carrier | HRVXXSVA1130 | 150 | 0.6 | 49 | 104 | 50 | 106 | 50 | 106 | 68 | 30 | 64 | 26 | Yes
HRVs | Carrier Corporation | Carrier | HRVXXSVA1130 | 175 | 0.7 | 45 | 95 | 46 | 97 | 46 | 97 | 68 | 30 | 64 | 26 | Yes
HRVs | Carrier Corporation | Carrier | HRVXXSVA1130 | 200 | 0.8 | 40 | 85 | 41 | 87 | 41 | 87 | 68 | 30 | 64 | 26 | Yes
HRVs | Carrier Corporation | Carrier | HRVXXSVA1130 | 225 | 0.9 | 36 | 76 | 37 | 78 | 37 | 78 | 68 | 30 | 64 | 26 | Yes
HRVs | Carrier Corporation | Carrier | HRVXXSHA1130 | 25 | 0.1 | 64 | 136 | 66 | 140 | 66 | 140 | 68 | 30 | 64 | 26 | Yes
HRVs | Carrier Corporation | Carrier | HRVXXSHA1130 | 50 | 0.2 | 62 | 131 | 64 | 136 | 64 | 136 | 68 | 30 | 64 | 26 | Yes
HRVs | Carrier Corporation | Carrier | HRVXXSHA1130 | 75 | 0.3 | 59 | 125 | 61 | 129 | 61 | 129 | 68 | 30 | 64 | 26 | Yes
HRVs | Carrier Corporation | Carrier | HRVXXSHA1130 | 100 | 0.4 | 56 | 119 | 58 | 123 | 58 | 123 | 68 | 30 | 64 | 26 | Yes
HRVs | Carrier Corporation | Carrier | HRVXXSHA1130 | 125 | 0.5 | 53 | 112 | 55 | 117 | 55 | 117 | 68 | 30 | 64 | 26 | Yes
HRVs | Carrier Corporation | Carrier | HRVXXSHA1130 | 150 | 0.6 | 49 | 104 | 50 | 106 | 50 | 106 | 68 | 30 | 64 | 26 | Yes
HRVs | Carrier Corporation | Carrier | HRVXXSHA1130 | 175 | 0.7 | 45 | 95 | 46 | 97 | 46 | 97 | 68 | 30 | 64 | 26 | Yes
HRVs | Carrier Corporation | Carrier | HRVXXSHA1130 | 200 | 0.8 | 40 | 85 | 41 | 87 | 41 | 87 | 68 | 30 | 64 | 26 | Yes
HRVs | Carrier Corporation | Carrier | HRVXXSHA1130 | 225 | 0.9 | 36 | 76 | 37 | 78 | 37 | 78 | 68 | 30 | 64 | 26 | Yes
HRVs | Carrier Corporation | Carrier | HRVXXLHB1230 | 25 | 0.1 | 110 | 233 | 111 | 235 | 111 | 235 | 78 | 31 | 66 | 25 | Yes
HRVs | Carrier Corporation | Carrier | HRVXXLHB1230 | 50 | 0.2 | 109 | 231 | 110 | 233 | 110 | 233 | 78 | 31 | 66 | 25 | Yes
HRVs | Carrier Corporation | Carrier | HRVXXLHB1230 | 75 | 0.3 | 107 | 227 | 108 | 229 | 108 | 229 | 78 | 31 | 66 | 25 | Yes
HRVs | Carrier Corporation | Carrier | HRVXXLHB1230 | 100 | 0.4 | 106 | 225 | 107 | 227 | 107 | 227 | 78 | 31 | 66 | 25 | Yes
HRVs | Carrier Corporation | Carrier | HRVXXLHB1230 | 125 | 0.5 | 104 | 220 | 105 | 222 | 105 | 222 | 78 | 31 | 66 | 25 | Yes
HRVs | Carrier Corporation | Carrier | HRVXXLHB1230 | 150 | 0.6 | 103 | 218 | 104 | 220 | 104 | 220 | 78 | 31 | 66 | 25 | Yes
HRVs | Carrier Corporation | Carrier | HRVXXLHB1230 | 175 | 0.7 | 102 | 216 | 102 | 216 | 102 | 216 | 78 | 31 | 66 | 25 | Yes
HRVs | Carrier Corporation | Carrier | HRVXXLHB1230 | 200 | 0.8 | 100 | 212 | 101 | 214 | 101 | 214 | 78 | 31 | 66 | 25 | Yes
HRVs | Carrier Corporation | Carrier | HRVXXLHB1230 | 225 | 0.9 | 99 | 210 | 99 | 210 | 99 | 210 | 78 | 31 | 66 | 25 | Yes
HRVs | Carrier Corporation | Carrier | HRVXXLHB1230 | 250 | 1.0 | 97 | 206 | 98 | 208 | 98 | 208 | 78 | 31 | 66 | 25 | Yes
HRVs | Carrier Corporation | Carrier | HRVXXLHB1230 | 275 | 1.1 | 94 | 199 | 95 | 201 | 95 | 201 | 78 | 31 | 66 | 25 | Yes
HRVs | Carrier Corporation | Carrier | HRVXXLHB1230 | 300 | 1.2 | 93 | 197 | 94 | 199 | 94 | 199 | 78 | 31 | 66 | 25 | Yes
HRVs | Goodman Manufacturing L.P. | Clean Comfort | VH30140RNC | 25 | 0.1 | 70 | 148 | 71 | 150 | 76 | 161 | 75 | 24 | 51 | 48 | Yes
HRVs | Goodman Manufacturing L.P. | Clean Comfort | VH30140RNC | 50 | 0.2 | 66 | 140 | 67 | 142 | 72 | 153 | 75 | 24 | 51 | 48 | Yes
HRVs | Goodman Manufacturing L.P. | Clean Comfort | VH30140RNC | 75 | 0.3 | 62 | 131 | 62 | 131 | 67 | 142 | 75 | 24 | 51 | 48 | Yes
HRVs | Goodman Manufacturing L.P. | Clean Comfort | VH30140RNC | 100 | 0.4 | 57 | 121 | 58 | 123 | 62 | 131 | 75 | 24 | 51 | 48 | Yes
HRVs | Goodman Manufacturing L.P. | Clean Comfort | VH30140RNC | 125 | 0.5 | 53 | 112 | 54 | 114 | 58 | 123 | 75 | 24 | 51 | 48 | Yes
HRVs | Goodman Manufacturing L.P. | Clean Comfort | VH30140RNC | 150 | 0.6 | 49 | 104 | 49 | 104 | 52 | 110 | 75 | 24 | 51 | 48 | Yes
HRVs | Goodman Manufacturing L.P. | Clean Comfort | VH30140RNC | 175 | 0.7 | 44 | 93 | 44 | 93 | 47 | 100 | 75 | 24 | 51 | 48 | Yes
HRVs | Goodman Manufacturing L.P. | Clean Comfort | VH30140RNC | 200 | 0.8 | 39 | 83 | 40 | 85 | 42 | 89 | 75 | 24 | 51 | 48 | Yes
HRVs | Goodman Manufacturing L.P. | Clean Comfort | VH30140RNC | 225 | 0.9 | 34 | 72 | 35 | 74 | 35 | 74 | 75 | 24 | 51 | 48 | Yes
HRVs | Goodman Manufacturing L.P. | Clean Comfort | VH30140RNC | 250 | 1.0 | 29 | 61 | 29 | 61 | 29 | 61 | 75 | 24 | 51 | 48 | Yes
ERVs | Goodman Manufacturing L.P. | Clean Comfort | VE30160 | 25 | 0.1 | 97 | 206 | 99 | 210 | 99 | 210 |  |  |  |  | No
ERVs | Goodman Manufacturing L.P. | Clean Comfort | VE30160 | 50 | 0.2 | 89 | 189 | 91 | 193 | 91 | 193 |  |  |  |  | No
ERVs | Goodman Manufacturing L.P. | Clean Comfort | VE30160 | 75 | 0.3 | 88 | 186 | 84 | 178 | 84 | 178 |  |  |  |  | No
ERVs | Goodman Manufacturing L.P. | Clean Comfort | VE30160 | 100 | 0.4 | 75 | 159 | 76 | 161 | 76 | 161 | 65 | 24 | 51 | 58 | No
ERVs | Goodman Manufacturing L.P. | Clean Comfort | VE30160 | 125 | 0.5 | 70 | 148 | 71 | 150 | 69 | 146 |  |  |  |  | No
ERVs | Goodman Manufacturing L.P. | Clean Comfort | VE30160 | 150 | 0.6 | 62 | 131 | 63 | 133 | 62 | 131 |  |  |  |  | No
ERVs | Goodman Manufacturing L.P. | Clean Comfort | VE30160 | 175 | 0.7 | 55 | 117 | 55 | 117 | 55 | 117 |  |  |  |  | No
ERVs | Goodman Manufacturing L.P. | Clean Comfort | VE30160 | 200 | 0.8 | 49 | 104 | 50 | 106 | 48 | 102 |  |  |  |  | No
ERVs | Goodman Manufacturing L.P. | Clean Comfort | VE30160 | 225 | 0.9 | 42 | 89 | 43 | 91 | 43 | 91 |  |  |  |  | No
ERVs | Goodman Manufacturing L.P. | Clean Comfort | VE30160 | 250 | 1.0 | 36 | 76 | 37 | 78 | 40 | 85 |  |  |  |  | No
ERVs | Goodman Manufacturing L.P. | Clean Comfort | VE30160 | 275 | 1.1 | 32 | 68 | 32 | 68 | 32 | 68 |  |  |  |  | No
ERVs | Goodman Manufacturing L.P. | Clean Comfort | VE70220 | 25 | 0.1 | 115 | 244 | 116 | 246 | 108 | 229 | 72 | 50 | 106 | 80 | No
ERVs | Goodman Manufacturing L.P. | Clean Comfort | VE70220 | 50 | 0.2 | 106 | 225 | 107 | 227 | 101 | 214 | 72 | 50 | 106 | 80 | No
ERVs | Goodman Manufacturing L.P. | Clean Comfort | VE70220 | 75 | 0.3 | 98 | 208 | 99 | 210 | 95 | 201 | 72 | 50 | 106 | 80 | No
ERVs | Goodman Manufacturing L.P. | Clean Comfort | VE70220 | 100 | 0.4 | 88 | 186 | 89 | 189 | 83 | 176 | 72 | 50 | 106 | 80 | No
ERVs | Goodman Manufacturing L.P. | Clean Comfort | VE70220 | 125 | 0.5 | 81 | 172 | 82 | 174 | 74 | 157 | 72 | 50 | 106 | 80 | No
ERVs | Goodman Manufacturing L.P. | Clean Comfort | VE70220 | 150 | 0.6 | 71 | 150 | 71 | 150 | 67 | 142 | 72 | 50 | 106 | 80 | No
ERVs | Goodman Manufacturing L.P. | Clean Comfort | VE70220 | 175 | 0.7 | 65 | 138 | 66 | 140 | 60 | 127 | 72 | 50 | 106 | 80 | No
ERVs | Goodman Manufacturing L.P. | Clean Comfort | VE70220 | 200 | 0.8 | 57 | 121 | 58 | 123 | 52 | 110 | 72 | 50 | 106 | 80 | No
ERVs | Goodman Manufacturing L.P. | Clean Comfort | VE70220 | 225 | 0.9 | 49 | 104 | 50 | 106 | 42 | 89 | 72 | 50 | 106 | 80 | No
ERVs | Goodman Manufacturing L.P. | Clean Comfort | VE70220 | 250 | 1.0 | 40 | 85 | 41 | 87 | 35 | 74 | 72 | 50 | 106 | 80 | No
ERVs | Goodman Manufacturing L.P. | Clean Comfort | VE70220 | 275 | 1.1 | 34 | 72 | 34 | 72 | 30 | 64 | 72 | 50 | 106 | 80 | No
ERVs | Goodman Manufacturing L.P. | Clean Comfort | VE30100 | 25 | 0.1 | 49 | 104 | 49 | 104 | 46 | 97 | 65 | 20 | 42 | 30 | No
ERVs | Goodman Manufacturing L.P. | Clean Comfort | VE30100 | 50 | 0.2 | 46 | 97 | 47 | 100 | 41 | 87 | 65 | 20 | 42 | 30 | No
ERVs | Goodman Manufacturing L.P. | Clean Comfort | VE30100 | 75 | 0.3 | 44 | 93 | 44 | 93 | 41 | 87 | 65 | 20 | 42 | 30 | No
ERVs | Goodman Manufacturing L.P. | Clean Comfort | VE30100 | 100 | 0.4 | 37 | 78 | 38 | 81 | 34 | 72 | 65 | 20 | 42 | 30 | No
ERVs | Goodman Manufacturing L.P. | Clean Comfort | VE30100 | 125 | 0.5 | 34 | 72 | 35 | 74 | 29 | 61 | 65 | 20 | 42 | 30 | No
ERVs | Goodman Manufacturing L.P. | Clean Comfort | VE30100 | 150 | 0.6 | 29 | 61 | 29 | 61 | 25 | 53 | 65 | 20 | 42 | 30 | No
ERVs | Goodman Manufacturing L.P. | Clean Comfort | VE30100 | 175 | 0.7 | 23 | 49 | 23 | 49 | 18 | 38 | 65 | 20 | 42 | 30 | No
ERVs | Goodman Manufacturing L.P. | Clean Comfort | VE30100 | 200 | 0.8 | 22 | 47 | 22 | 47 | 10 | 21 | 65 | 20 | 42 | 30 | No
HRVs | Goodman Manufacturing L.P. | Clean Comfort | VH70220ESNC | 25 | 0.1 | 121 | 256 | 122 | 259 | 125 | 265 | 75 | 31 | 66 | 50 | Yes
HRVs | Goodman Manufacturing L.P. | Clean Comfort | VH70220ESNC | 50 | 0.2 | 110 | 233 | 111 | 235 | 115 | 244 | 75 | 31 | 66 | 50 | Yes
HRVs | Goodman Manufacturing L.P. | Clean Comfort | VH70220ESNC | 75 | 0.3 | 99 | 210 | 100 | 212 | 106 | 225 | 75 | 31 | 66 | 50 | Yes
HRVs | Goodman Manufacturing L.P. | Clean Comfort | VH70220ESNC | 100 | 0.4 | 89 | 189 | 90 | 191 | 98 | 208 | 75 | 31 | 66 | 50 | Yes
HRVs | Goodman Manufacturing L.P. | Clean Comfort | VH70220ESNC | 125 | 0.5 | 78 | 165 | 79 | 167 | 89 | 189 | 75 | 31 | 66 | 50 | Yes
HRVs | Goodman Manufacturing L.P. | Clean Comfort | VH70220ESNC | 150 | 0.6 | 68 | 144 | 69 | 146 | 80 | 170 | 75 | 31 | 66 | 50 | Yes
HRVs | Goodman Manufacturing L.P. | Clean Comfort | VH70220ESNC | 175 | 0.7 | 58 | 123 | 59 | 125 | 72 | 153 | 75 | 31 | 66 | 50 | Yes
HRVs | Goodman Manufacturing L.P. | Clean Comfort | VH70220ESNC | 200 | 0.8 | 48 | 102 | 49 | 104 | 64 | 136 | 75 | 31 | 66 | 50 | Yes
HRVs | Goodman Manufacturing L.P. | Clean Comfort | VH70220ESNC | 225 | 0.9 | 38 | 81 | 39 | 83 | 54 | 114 | 75 | 31 | 66 | 50 | Yes
HRVs | Goodman Manufacturing L.P. | Clean Comfort | VH70220ESNC | 250 | 1.0 | 28 | 59 | 29 | 61 | 45 | 95 | 75 | 31 | 66 | 50 | Yes
HRVs | Goodman Manufacturing L.P. | Clean Comfort | VH30160 | 25 | 0.1 | 91 | 193 | 91 | 193 | 103 | 218 | 66 | 31 | 66 | 72 | No
HRVs | Goodman Manufacturing L.P. | Clean Comfort | VH30160 | 50 | 0.2 | 84 | 178 | 85 | 180 | 95 | 201 | 66 | 31 | 66 | 72 | No
HRVs | Goodman Manufacturing L.P. | Clean Comfort | VH30160 | 75 | 0.3 | 77 | 163 | 77 | 163 | 86 | 182 | 66 | 31 | 66 | 72 | No
HRVs | Goodman Manufacturing L.P. | Clean Comfort | VH30160 | 100 | 0.4 | 71 | 150 | 71 | 150 | 80 | 170 | 66 | 31 | 66 | 72 | No
HRVs | Goodman Manufacturing L.P. | Clean Comfort | VH30160 | 125 | 0.5 | 63 | 133 | 63 | 133 | 71 | 150 | 66 | 31 | 66 | 72 | No
HRVs | Goodman Manufacturing L.P. | Clean Comfort | VH30160 | 150 | 0.6 | 57 | 121 | 57 | 121 | 66 | 140 | 66 | 31 | 66 | 72 | No
HRVs | Goodman Manufacturing L.P. | Clean Comfort | VH30160 | 175 | 0.7 | 51 | 108 | 51 | 108 | 57 | 121 | 66 | 31 | 66 | 72 | No
HRVs | Goodman Manufacturing L.P. | Clean Comfort | VH30160 | 200 | 0.8 | 46 | 97 | 46 | 97 | 50 | 106 | 66 | 31 | 66 | 72 | No
HRVs | Goodman Manufacturing L.P. | Clean Comfort | VH30160 | 225 | 0.9 | 40 | 85 | 40 | 85 | 43 | 91 | 66 | 31 | 66 | 72 | No
HRVs | Goodman Manufacturing L.P. | Clean Comfort | VH30160 | 250 | 1.0 | 35 | 74 | 36 | 76 | 39 | 83 | 66 | 31 | 66 | 72 | No
HRVs | Goodman Manufacturing L.P. | Clean Comfort | VH30160 | 275 | 1.1 | 29 | 61 | 29 | 61 | 34 | 72 | 66 | 31 | 66 | 72 | No
HRVs | Goodman Manufacturing L.P. | Clean Comfort | VH30160NC | 25 | 0.1 | 91 | 193 | 91 | 193 | 103 | 218 | 66 | 31 | 66 | 72 | No
HRVs | Goodman Manufacturing L.P. | Clean Comfort | VH30160NC | 50 | 0.2 | 84 | 178 | 85 | 180 | 95 | 201 | 66 | 31 | 66 | 72 | No
HRVs | Goodman Manufacturing L.P. | Clean Comfort | VH30160NC | 75 | 0.3 | 77 | 163 | 77 | 163 | 86 | 182 | 66 | 31 | 66 | 72 | No
HRVs | Goodman Manufacturing L.P. | Clean Comfort | VH30160NC | 100 | 0.4 | 71 | 150 | 71 | 150 | 80 | 170 | 66 | 31 | 66 | 72 | No
HRVs | Goodman Manufacturing L.P. | Clean Comfort | VH30160NC | 125 | 0.5 | 63 | 133 | 63 | 133 | 71 | 150 | 66 | 31 | 66 | 72 | No
HRVs | Goodman Manufacturing L.P. | Clean Comfort | VH30160NC | 150 | 0.6 | 57 | 121 | 57 | 121 | 66 | 140 | 66 | 31 | 66 | 72 | No
HRVs | Goodman Manufacturing L.P. | Clean Comfort | VH30160NC | 175 | 0.7 | 51 | 108 | 51 | 108 | 57 | 121 | 66 | 31 | 66 | 72 | No
HRVs | Goodman Manufacturing L.P. | Clean Comfort | VH30160NC | 200 | 0.8 | 46 | 97 | 46 | 97 | 50 | 106 | 66 | 31 | 66 | 72 | No
HRVs | Goodman Manufacturing L.P. | Clean Comfort | VH30160NC | 225 | 0.9 | 40 | 85 | 40 | 85 | 43 | 91 | 66 | 31 | 66 | 72 | No
HRVs | Goodman Manufacturing L.P. | Clean Comfort | VH30160NC | 250 | 1.0 | 35 | 74 | 36 | 76 | 39 | 83 | 66 | 31 | 66 | 72 | No
HRVs | Goodman Manufacturing L.P. | Clean Comfort | VH30160NC | 275 | 1.1 | 29 | 61 | 29 | 61 | 34 | 72 | 66 | 31 | 66 | 72 | No
HRVs | Goodman Manufacturing L.P. | Clean Comfort | VH70220 | 25 | 0.1 | 119 | 252 | 119 | 252 | 121 | 256 | 75 | 29 | 61 | 62 | No
HRVs | Goodman Manufacturing L.P. | Clean Comfort | VH70220 | 50 | 0.2 | 111 | 235 | 112 | 237 | 113 | 239 | 75 | 29 | 61 | 62 | No
HRVs | Goodman Manufacturing L.P. | Clean Comfort | VH70220 | 75 | 0.3 | 103 | 218 | 104 | 220 | 104 | 220 | 75 | 29 | 61 | 62 | No
HRVs | Goodman Manufacturing L.P. | Clean Comfort | VH70220 | 100 | 0.4 | 95 | 201 | 96 | 203 | 95 | 201 | 75 | 29 | 61 | 62 | No
HRVs | Goodman Manufacturing L.P. | Clean Comfort | VH70220 | 125 | 0.5 | 86 | 182 | 87 | 184 | 86 | 182 | 75 | 29 | 61 | 62 | No
HRVs | Goodman Manufacturing L.P. | Clean Comfort | VH70220 | 150 | 0.6 | 79 | 167 | 79 | 167 | 77 | 163 | 75 | 29 | 61 | 62 | No
HRVs | Goodman Manufacturing L.P. | Clean Comfort | VH70220 | 175 | 0.7 | 70 | 148 | 70 | 148 | 68 | 144 | 75 | 29 | 61 | 62 | No
HRVs | Goodman Manufacturing L.P. | Clean Comfort | VH70220 | 200 | 0.8 | 62 | 131 | 63 | 133 | 59 | 125 | 75 | 29 | 61 | 62 | No
HRVs | Goodman Manufacturing L.P. | Clean Comfort | VH70220 | 225 | 0.9 | 54 | 114 | 54 | 114 | 50 | 106 | 75 | 29 | 61 | 62 | No
HRVs | Goodman Manufacturing L.P. | Clean Comfort | VH70220 | 250 | 1.0 | 47 | 100 | 47 | 100 | 43 | 91 | 75 | 29 | 61 | 62 | No
HRVs | Goodman Manufacturing L.P. | Clean Comfort | VH70220 | 275 | 1.1 | 40 | 85 | 40 | 85 | 36 | 76 | 75 | 29 | 61 | 62 | No
HRVs | Goodman Manufacturing L.P. | Clean Comfort | VH30100 | 25 | 0.1 | 46 | 97 | 46 | 97 | 47 | 100 | 69 | 23 | 49 | 32 | No
HRVs | Goodman Manufacturing L.P. | Clean Comfort | VH30100 | 50 | 0.2 | 42 | 89 | 42 | 89 | 43 | 91 | 69 | 23 | 49 | 32 | No
HRVs | Goodman Manufacturing L.P. | Clean Comfort | VH30100 | 75 | 0.3 | 38 | 81 | 38 | 81 | 41 | 87 | 69 | 23 | 49 | 32 | No
HRVs | Goodman Manufacturing L.P. | Clean Comfort | VH30100 | 100 | 0.4 | 34 | 72 | 35 | 74 | 38 | 81 | 69 | 23 | 49 | 32 | No
HRVs | Goodman Manufacturing L.P. | Clean Comfort | VH30100 | 125 | 0.5 | 31 | 66 | 31 | 66 | 34 | 72 | 69 | 23 | 49 | 32 | No
HRVs | Goodman Manufacturing L.P. | Clean Comfort | VH30100 | 150 | 0.6 | 26 | 55 | 26 | 55 | 29 | 61 | 69 | 23 | 49 | 32 | No
HRVs | Goodman Manufacturing L.P. | Clean Comfort | VH30100 | 175 | 0.7 | 21 | 44 | 22 | 47 | 20 | 42 | 69 | 23 | 49 | 32 | No
HRVs | Goodman Manufacturing L.P. | Clean Comfort | VH30140R | 25 | 0.1 | 69 | 146 | 70 | 148 | 76 | 161 | 75 | 24 | 51 | 52 | No
HRVs | Goodman Manufacturing L.P. | Clean Comfort | VH30140R | 50 | 0.2 | 66 | 140 | 67 | 142 | 72 | 153 | 75 | 24 | 51 | 52 | No
HRVs | Goodman Manufacturing L.P. | Clean Comfort | VH30140R | 75 | 0.3 | 62 | 131 | 63 | 133 | 68 | 144 | 75 | 24 | 51 | 52 | No
HRVs | Goodman Manufacturing L.P. | Clean Comfort | VH30140R | 100 | 0.4 | 58 | 123 | 59 | 125 | 63 | 133 | 75 | 24 | 51 | 52 | No
HRVs | Goodman Manufacturing L.P. | Clean Comfort | VH30140R | 125 | 0.5 | 54 | 114 | 55 | 117 | 58 | 123 | 75 | 24 | 51 | 52 | No
HRVs | Goodman Manufacturing L.P. | Clean Comfort | VH30140R | 150 | 0.6 | 49 | 104 | 50 | 106 | 53 | 112 | 75 | 24 | 51 | 52 | No
HRVs | Goodman Manufacturing L.P. | Clean Comfort | VH30140R | 175 | 0.7 | 44 | 93 | 45 | 95 | 48 | 102 | 75 | 24 | 51 | 52 | No
HRVs | Goodman Manufacturing L.P. | Clean Comfort | VH30140R | 200 | 0.8 | 39 | 83 | 40 | 85 | 42 | 89 | 75 | 24 | 51 | 52 | No
HRVs | Goodman Manufacturing L.P. | Clean Comfort | VH30140R | 225 | 0.9 | 34 | 72 | 35 | 74 | 36 | 76 | 75 | 24 | 51 | 52 | No
HRVs | Goodman Manufacturing L.P. | Clean Comfort | VH30140R | 250 | 1.0 | 30 | 64 | 30 | 64 | 29 | 61 | 75 | 24 | 51 | 52 | No
HRVs | Goodman Manufacturing L.P. | Clean Comfort | VH30100RNC | 25 | 0.1 | 49 | 104 | 50 | 106 | 50 | 106 | 76 | 24 | 51 | 42 | No
HRVs | Goodman Manufacturing L.P. | Clean Comfort | VH30100RNC | 50 | 0.2 | 46 | 97 | 47 | 100 | 47 | 100 | 76 | 24 | 51 | 42 | No
HRVs | Goodman Manufacturing L.P. | Clean Comfort | VH30100RNC | 75 | 0.3 | 43 | 91 | 44 | 93 | 43 | 91 | 76 | 24 | 51 | 42 | No
HRVs | Goodman Manufacturing L.P. | Clean Comfort | VH30100RNC | 100 | 0.4 | 40 | 85 | 41 | 87 | 39 | 83 | 76 | 24 | 51 | 42 | No
HRVs | Goodman Manufacturing L.P. | Clean Comfort | VH30100RNC | 125 | 0.5 | 37 | 78 | 38 | 81 | 35 | 74 | 76 | 24 | 51 | 42 | No
HRVs | Goodman Manufacturing L.P. | Clean Comfort | VH30100RNC | 150 | 0.6 | 33 | 70 | 34 | 72 | 31 | 66 | 76 | 24 | 51 | 42 | No
HRVs | Goodman Manufacturing L.P. | Clean Comfort | VH30100RNC | 175 | 0.7 | 27 | 57 | 28 | 59 | 25 | 53 | 76 | 24 | 51 | 42 | No
HRVs | Goodman Manufacturing L.P. | Clean Comfort | VH30100RNC | 200 | 0.8 | 20 | 42 | 20 | 42 | 19 | 40 | 76 | 24 | 51 | 42 | No
HRVs | Powrmatic of Canada Ltd. | Direct Air | PHRVR-150 | 25 | 0.1 | 88 | 186 | 90 | 191 | 90 | 191 | 66 | 40 | 85 | 73 | No
HRVs | Powrmatic of Canada Ltd. | Direct Air | PHRVR-150 | 50 | 0.2 | 83 | 176 | 84 | 178 | 84 | 178 | 66 | 40 | 85 | 73 | No
HRVs | Powrmatic of Canada Ltd. | Direct Air | PHRVR-150 | 75 | 0.3 | 78 | 165 | 79 | 167 | 79 | 167 | 66 | 40 | 85 | 73 | No
HRVs | Powrmatic of Canada Ltd. | Direct Air | PHRVR-150 | 100 | 0.4 | 73 | 155 | 74 | 157 | 74 | 157 | 66 | 40 | 85 | 73 | No
HRVs | Powrmatic of Canada Ltd. | Direct Air | PHRVR-150 | 125 | 0.5 | 67 | 142 | 69 | 146 | 69 | 146 | 66 | 40 | 85 | 73 | No
HRVs | Powrmatic of Canada Ltd. | Direct Air | PHRVR-150 | 150 | 0.6 | 61 | 129 | 62 | 131 | 62 | 131 | 66 | 40 | 85 | 73 | No
HRVs | Powrmatic of Canada Ltd. | Direct Air | PHRVR-150 | 175 | 0.7 | 56 | 119 | 57 | 121 | 57 | 121 | 66 | 40 | 85 | 73 | No
HRVs | Powrmatic of Canada Ltd. | Direct Air | PHRVR-150 | 200 | 0.8 | 51 | 108 | 52 | 110 | 52 | 110 | 66 | 40 | 85 | 73 | No
HRVs | Powrmatic of Canada Ltd. | Direct Air | PHRVR-150 | 225 | 0.9 | 46 | 97 | 47 | 100 | 47 | 100 | 66 | 40 | 85 | 73 | No
HRVs | Powrmatic of Canada Ltd. | Direct Air | PHRVR-150 | 250 | 1.0 | 41 | 87 | 41 | 87 | 41 | 87 | 66 | 40 | 85 | 73 | No
HRVs | Powrmatic of Canada Ltd. | Direct Air | PHRV-96 | 25 | 0.1 | 39 | 83 | 39 | 83 | 40 | 85 | 63 | 31 | 66 | 42 | Yes
HRVs | Powrmatic of Canada Ltd. | Direct Air | PHRV-96 | 50 | 0.2 | 35 | 74 | 35 | 74 | 36 | 76 | 63 | 31 | 66 | 42 | Yes
HRVs | Powrmatic of Canada Ltd. | Direct Air | PHRV-96 | 75 | 0.3 | 32 | 68 | 32 | 68 | 32 | 68 | 63 | 31 | 66 | 42 | Yes
HRVs | Powrmatic of Canada Ltd. | Direct Air | PHRV-96 | 100 | 0.4 | 28 | 59 | 28 | 59 | 28 | 59 | 63 | 31 | 66 | 42 | Yes
HRVs | Powrmatic of Canada Ltd. | Direct Air | PHRV-96 | 125 | 0.5 | 24 | 51 | 24 | 51 | 23 | 49 | 63 | 31 | 66 | 42 | Yes
HRVs | Powrmatic of Canada Ltd. | Direct Air | PHRV-96 | 150 | 0.6 | 19 | 40 | 19 | 40 | 18 | 38 | 63 | 31 | 66 | 42 | Yes
HRVs | Powrmatic of Canada Ltd. | Direct Air | PHRVR200-HE | 25 | 0.1 | 107 | 227 | 112 | 237 | 117 | 248 | 80 | 40 | 85 | 98 | Yes
HRVs | Powrmatic of Canada Ltd. | Direct Air | PHRVR200-HE | 50 | 0.2 | 104 | 220 | 108 | 229 | 113 | 239 | 80 | 40 | 85 | 98 | Yes
HRVs | Powrmatic of Canada Ltd. | Direct Air | PHRVR200-HE | 75 | 0.3 | 100 | 212 | 105 | 222 | 108 | 229 | 80 | 40 | 85 | 98 | Yes
HRVs | Powrmatic of Canada Ltd. | Direct Air | PHRVR200-HE | 100 | 0.4 | 96 | 203 | 100 | 212 | 103 | 218 | 80 | 40 | 85 | 98 | Yes
HRVs | Powrmatic of Canada Ltd. | Direct Air | PHRVR200-HE | 125 | 0.5 | 92 | 195 | 96 | 203 | 98 | 208 | 80 | 40 | 85 | 98 | Yes
HRVs | Powrmatic of Canada Ltd. | Direct Air | PHRVR200-HE | 150 | 0.6 | 88 | 186 | 92 | 195 | 93 | 197 | 80 | 40 | 85 | 98 | Yes
HRVs | Powrmatic of Canada Ltd. | Direct Air | PHRVR200-HE | 175 | 0.7 | 84 | 178 | 88 | 186 | 88 | 186 | 80 | 40 | 85 | 98 | Yes
HRVs | Powrmatic of Canada Ltd. | Direct Air | PHRVR200-HE | 200 | 0.8 | 80 | 170 | 83 | 176 | 83 | 176 | 80 | 40 | 85 | 98 | Yes
HRVs | Powrmatic of Canada Ltd. | Direct Air | PHRVR200-HE | 225 | 0.9 | 75 | 159 | 79 | 167 | 78 | 165 | 80 | 40 | 85 | 98 | Yes
HRVs | Powrmatic of Canada Ltd. | Direct Air | PHRVR200-HE | 250 | 1.0 | 71 | 150 | 74 | 157 | 72 | 153 | 80 | 40 | 85 | 98 | Yes
HRVs | Powrmatic of Canada Ltd. | Direct Air | PHRVR-70-ES | 25 | 0.1 | 42 | 89 | 43 | 91 | 41 | 87 | 65 | 20 | 42 | 35 | Yes
HRVs | Powrmatic of Canada Ltd. | Direct Air | PHRVR-70-ES | 50 | 0.2 | 39 | 83 | 40 | 85 | 38 | 81 | 65 | 20 | 42 | 35 | Yes
HRVs | Powrmatic of Canada Ltd. | Direct Air | PHRVR-70-ES | 75 | 0.3 | 36 | 76 | 37 | 78 | 35 | 74 | 65 | 20 | 42 | 35 | Yes
HRVs | Powrmatic of Canada Ltd. | Direct Air | PHRVR-70-ES | 100 | 0.4 | 33 | 70 | 34 | 72 | 31 | 66 | 65 | 20 | 42 | 35 | Yes
HRVs | Powrmatic of Canada Ltd. | Direct Air | PHRVR-70-ES | 125 | 0.5 | 30 | 64 | 30 | 64 | 27 | 57 | 65 | 20 | 42 | 35 | Yes
HRVs | Powrmatic of Canada Ltd. | Direct Air | PHRVR-70-ES | 150 | 0.6 | 26 | 55 | 26 | 55 | 22 | 47 | 65 | 20 | 42 | 35 | Yes
HRVs | Powrmatic of Canada Ltd. | Direct Air | PHRVR150-HE | 25 | 0.1 | 85 | 180 | 88 | 186 | 93 | 197 | 81 | 33 | 70 | 59 | Yes
HRVs | Powrmatic of Canada Ltd. | Direct Air | PHRVR150-HE | 50 | 0.2 | 80 | 170 | 83 | 176 | 87 | 184 | 81 | 33 | 70 | 59 | Yes
HRVs | Powrmatic of Canada Ltd. | Direct Air | PHRVR150-HE | 75 | 0.3 | 76 | 161 | 79 | 167 | 82 | 174 | 81 | 33 | 70 | 59 | Yes
HRVs | Powrmatic of Canada Ltd. | Direct Air | PHRVR150-HE | 100 | 0.4 | 71 | 150 | 74 | 157 | 77 | 163 | 81 | 33 | 70 | 59 | Yes
HRVs | Powrmatic of Canada Ltd. | Direct Air | PHRVR150-HE | 125 | 0.5 | 66 | 140 | 69 | 146 | 72 | 153 | 81 | 33 | 70 | 59 | Yes
HRVs | Powrmatic of Canada Ltd. | Direct Air | PHRVR150-HE | 150 | 0.6 | 62 | 131 | 64 | 136 | 67 | 142 | 81 | 33 | 70 | 59 | Yes
HRVs | Powrmatic of Canada Ltd. | Direct Air | PHRVR150-HE | 175 | 0.7 | 57 | 121 | 59 | 125 | 62 | 131 | 81 | 33 | 70 | 59 | Yes
HRVs | Powrmatic of Canada Ltd. | Direct Air | PHRVR150-HE | 200 | 0.8 | 52 | 110 | 54 | 114 | 56 | 119 | 81 | 33 | 70 | 59 | Yes
HRVs | Powrmatic of Canada Ltd. | Direct Air | PHRVR150-HE | 225 | 0.9 | 47 | 100 | 49 | 104 | 51 | 108 | 81 | 33 | 70 | 59 | Yes
HRVs | Powrmatic of Canada Ltd. | Direct Air | PHRVR150-HE | 250 | 1.0 | 42 | 89 | 43 | 91 | 45 | 95 | 81 | 33 | 70 | 59 | Yes
HRVs | Powrmatic of Canada Ltd. | Direct Air | PHRVR104 | 25 | 0.1 | 61 | 129 | 63 | 133 | 63 | 133 |  |  |  |  | Yes
HRVs | Powrmatic of Canada Ltd. | Direct Air | PHRVR104 | 50 | 0.2 | 57 | 121 | 59 | 125 | 57 | 121 |  |  |  |  | Yes
HRVs | Powrmatic of Canada Ltd. | Direct Air | PHRVR104 | 75 | 0.3 | 53 | 112 | 55 | 117 | 52 | 110 |  |  |  |  | Yes
HRVs | Powrmatic of Canada Ltd. | Direct Air | PHRVR104 | 100 | 0.4 | 49 | 104 | 51 | 108 | 48 | 102 | 60 | 29 | 61 | 89 | Yes
HRVs | Powrmatic of Canada Ltd. | Direct Air | PHRVR104 | 125 | 0.5 | 44 | 93 | 46 | 97 | 44 | 93 |  |  |  |  | Yes
HRVs | Powrmatic of Canada Ltd. | Direct Air | PHRVR104 | 150 | 0.6 | 40 | 85 | 42 | 89 | 39 | 83 |  |  |  |  | Yes
HRVs | Powrmatic of Canada Ltd. | Direct Air | PHRVR104 | 175 | 0.7 | 35 | 74 | 37 | 78 | 35 | 74 |  |  |  |  | Yes
HRVs | Powrmatic of Canada Ltd. | Direct Air | PHRVR104 | 200 | 0.8 | 30 | 64 | 32 | 68 | 29 | 61 |  |  |  |  | Yes
HRVs | Powrmatic of Canada Ltd. | Direct Air | PHRVR104 | 225 | 0.9 | 25 | 53 | 26 | 55 | 23 | 49 |  |  |  |  | Yes
HRVs | Powrmatic of Canada Ltd. | Direct Air | PHRVR104 | 250 | 1.0 | 20 | 42 | 21 | 44 | 16 | 34 |  |  |  |  | Yes
HRVs | Powrmatic of Canada Ltd. | Direct Air | PHRV200 | 25 | 0.1 | 106 | 225 | 106 | 225 | 106 | 225 | 65 | 28 | 59 | 79 | Yes
HRVs | Powrmatic of Canada Ltd. | Direct Air | PHRV200 | 50 | 0.2 | 100 | 212 | 100 | 212 | 100 | 212 | 65 | 28 | 59 | 79 | Yes
HRVs | Powrmatic of Canada Ltd. | Direct Air | PHRV200 | 75 | 0.3 | 94 | 199 | 94 | 199 | 94 | 199 | 65 | 28 | 59 | 79 | Yes
HRVs | Powrmatic of Canada Ltd. | Direct Air | PHRV200 | 100 | 0.4 | 88 | 186 | 88 | 186 | 88 | 186 | 65 | 28 | 59 | 79 | Yes
HRVs | Powrmatic of Canada Ltd. | Direct Air | PHRV200 | 125 | 0.5 | 81 | 172 | 81 | 172 | 81 | 172 | 65 | 28 | 59 | 79 | Yes
HRVs | Powrmatic of Canada Ltd. | Direct Air | PHRV200 | 150 | 0.6 | 75 | 159 | 75 | 159 | 75 | 159 | 65 | 28 | 59 | 79 | Yes
HRVs | Powrmatic of Canada Ltd. | Direct Air | PHRV200 | 175 | 0.7 | 68 | 144 | 68 | 144 | 68 | 144 | 65 | 28 | 59 | 79 | Yes
HRVs | Powrmatic of Canada Ltd. | Direct Air | PHRV200 | 200 | 0.8 | 61 | 129 | 61 | 129 | 61 | 129 | 65 | 28 | 59 | 79 | Yes
HRVs | Powrmatic of Canada Ltd. | Direct Air | PHRV200 | 225 | 0.9 | 54 | 114 | 54 | 114 | 54 | 114 | 65 | 28 | 59 | 79 | Yes
HRVs | Powrmatic of Canada Ltd. | Direct Air | PHRV200 | 250 | 1.0 | 47 | 100 | 47 | 100 | 47 | 100 | 65 | 28 | 59 | 79 | Yes
HRVs | Powrmatic of Canada Ltd. | Direct Air | PHRV-140 | 25 | 0.1 | 80 | 170 | 81 | 172 | 87 | 184 | 65 | 40 | 85 | 69 | Yes
HRVs | Powrmatic of Canada Ltd. | Direct Air | PHRV-140 | 50 | 0.2 | 75 | 159 | 75 | 159 | 82 | 174 | 65 | 40 | 85 | 69 | Yes
HRVs | Powrmatic of Canada Ltd. | Direct Air | PHRV-140 | 75 | 0.3 | 70 | 148 | 70 | 148 | 76 | 161 | 65 | 40 | 85 | 69 | Yes
HRVs | Powrmatic of Canada Ltd. | Direct Air | PHRV-140 | 100 | 0.4 | 65 | 138 | 65 | 138 | 71 | 150 | 65 | 40 | 85 | 69 | Yes
HRVs | Powrmatic of Canada Ltd. | Direct Air | PHRV-140 | 125 | 0.5 | 61 | 129 | 61 | 129 | 65 | 138 | 65 | 40 | 85 | 69 | Yes
HRVs | Powrmatic of Canada Ltd. | Direct Air | PHRV-140 | 150 | 0.6 | 56 | 119 | 56 | 119 | 59 | 125 | 65 | 40 | 85 | 69 | Yes
HRVs | Powrmatic of Canada Ltd. | Direct Air | PHRV-140 | 175 | 0.7 | 52 | 110 | 52 | 110 | 53 | 112 | 65 | 40 | 85 | 69 | Yes
HRVs | Powrmatic of Canada Ltd. | Direct Air | PHRV-140 | 200 | 0.8 | 47 | 100 | 47 | 100 | 47 | 100 | 65 | 40 | 85 | 69 | Yes
HRVs | Powrmatic of Canada Ltd. | Direct Air | PHRV-140 | 225 | 0.9 | 42 | 89 | 42 | 89 | 40 | 85 | 65 | 40 | 85 | 69 | Yes
HRVs | Powrmatic of Canada Ltd. | Direct Air | PHRV-140 | 250 | 1.0 | 36 | 76 | 36 | 76 | 34 | 72 | 65 | 40 | 85 | 69 | Yes
HRVs | Powrmatic of Canada Ltd. | Direct Air | PHRV-140 | 300 | 1.2 | 23 | 49 | 23 | 49 | 21 | 44 | 65 | 40 | 85 | 69 | Yes
HRVs | Powrmatic of Canada Ltd. | Direct Air | PHRVR120-HE | 25 | 0.1 | 62 | 131 | 65 | 138 | 68 | 144 | 81 | 33 | 70 | 69 | Yes
HRVs | Powrmatic of Canada Ltd. | Direct Air | PHRVR120-HE | 50 | 0.2 | 59 | 125 | 62 | 131 | 65 | 138 | 81 | 33 | 70 | 69 | Yes
HRVs | Powrmatic of Canada Ltd. | Direct Air | PHRVR120-HE | 75 | 0.3 | 56 | 119 | 59 | 125 | 62 | 131 | 81 | 33 | 70 | 69 | Yes
HRVs | Powrmatic of Canada Ltd. | Direct Air | PHRVR120-HE | 100 | 0.4 | 53 | 112 | 55 | 117 | 59 | 125 | 81 | 33 | 70 | 69 | Yes
HRVs | Powrmatic of Canada Ltd. | Direct Air | PHRVR120-HE | 125 | 0.5 | 50 | 106 | 52 | 110 | 55 | 117 | 81 | 33 | 70 | 69 | Yes
HRVs | Powrmatic of Canada Ltd. | Direct Air | PHRVR120-HE | 150 | 0.6 | 46 | 97 | 48 | 102 | 51 | 108 | 81 | 33 | 70 | 69 | Yes
HRVs | Powrmatic of Canada Ltd. | Direct Air | PHRVR120-HE | 175 | 0.7 | 42 | 89 | 44 | 93 | 46 | 97 | 81 | 33 | 70 | 69 | Yes
HRVs | Powrmatic of Canada Ltd. | Direct Air | PHRVR120-HE | 200 | 0.8 | 38 | 81 | 40 | 85 | 41 | 87 | 81 | 33 | 70 | 69 | Yes
HRVs | Powrmatic of Canada Ltd. | Direct Air | PHRVR120-HE | 225 | 0.9 | 34 | 72 | 36 | 76 | 36 | 76 | 81 | 33 | 70 | 69 | Yes
HRVs | Powrmatic of Canada Ltd. | Direct Air | PHRVR120-HE | 250 | 1.0 | 30 | 64 | 31 | 66 | 31 | 66 | 81 | 33 | 70 | 69 | Yes
ERVs | Powrmatic of Canada Ltd. | Direct Air | PVRE-70 | 25 | 0.1 | 42 | 89 | 44 | 93 | 44 | 93 | 70 | 24 | 51 | 40 | Yes
ERVs | Powrmatic of Canada Ltd. | Direct Air | PVRE-70 | 50 | 0.2 | 39 | 83 | 41 | 87 | 41 | 87 | 70 | 24 | 51 | 40 | Yes
ERVs | Powrmatic of Canada Ltd. | Direct Air | PVRE-70 | 75 | 0.3 | 36 | 76 | 38 | 81 | 38 | 81 | 70 | 24 | 51 | 40 | Yes
ERVs | Powrmatic of Canada Ltd. | Direct Air | PVRE-70 | 100 | 0.4 | 33 | 70 | 34 | 72 | 34 | 72 | 70 | 24 | 51 | 40 | Yes
ERVs | Powrmatic of Canada Ltd. | Direct Air | PVRE-70 | 125 | 0.5 | 29 | 61 | 31 | 66 | 31 | 66 | 70 | 24 | 51 | 40 | Yes
ERVs | Powrmatic of Canada Ltd. | Direct Air | PVRE-70 | 150 | 0.6 | 25 | 53 | 26 | 55 | 26 | 55 | 70 | 24 | 51 | 40 | Yes
ERVs | Powrmatic of Canada Ltd. | Direct Air | PVRE-70 | 175 | 0.7 | 21 | 44 | 22 | 47 | 22 | 47 | 70 | 24 | 51 | 40 | Yes
ERVs | Ingersoll-Rand Company | Envirowise | EERVR200 | 25 | 0.1 | 97 | 206 | 100 | 212 | 109 | 231 | 78 | 85 | 180 | 157 | No
ERVs | Ingersoll-Rand Company | Envirowise | EERVR200 | 50 | 0.2 | 90 | 191 | 93 | 197 | 104 | 220 | 78 | 85 | 180 | 157 | No
ERVs | Ingersoll-Rand Company | Envirowise | EERVR200 | 75 | 0.3 | 88 | 186 | 90 | 191 | 101 | 214 | 78 | 85 | 180 | 157 | No
ERVs | Ingersoll-Rand Company | Envirowise | EERVR200 | 100 | 0.4 | 83 | 176 | 85 | 180 | 96 | 203 | 78 | 85 | 180 | 157 | No
ERVs | Ingersoll-Rand Company | Envirowise | EERVR200 | 125 | 0.5 | 79 | 167 | 81 | 172 | 88 | 186 | 78 | 85 | 180 | 157 | No
ERVs | Ingersoll-Rand Company | Envirowise | EERVR200 | 150 | 0.6 | 70 | 148 | 72 | 153 | 76 | 161 | 78 | 85 | 180 | 157 | No
ERVs | Ingersoll-Rand Company | Envirowise | EERVR200 | 175 | 0.7 | 57 | 121 | 59 | 125 | 68 | 144 | 78 | 85 | 180 | 157 | No
ERVs | Ingersoll-Rand Company | Envirowise | EERVR300 | 100 | 0.4 | 147 | 311 | 150 | 318 | 143 | 303 | 67 | 139 | 295 | 315 | No
ERVs | Ingersoll-Rand Company | Envirowise | EERVR300 | 125 | 0.5 | 139 | 295 | 142 | 301 | 133 | 282 | 67 | 139 | 295 | 315 | No
ERVs | Ingersoll-Rand Company | Envirowise | EERVR300 | 150 | 0.6 | 131 | 278 | 133 | 282 | 125 | 265 | 67 | 139 | 295 | 315 | No
ERVs | Ingersoll-Rand Company | Envirowise | EERVR300 | 175 | 0.7 | 121 | 256 | 123 | 261 | 108 | 229 | 67 | 139 | 295 | 315 | No
ERVs | Ingersoll-Rand Company | Envirowise | EERVR300 | 200 | 0.8 | 101 | 214 | 103 | 218 | 94 | 199 | 67 | 139 | 295 | 315 | No
ERVs | Ingersoll-Rand Company | Envirowise | EERVR300 | 225 | 0.9 | 90 | 191 | 92 | 195 | 74 | 157 | 67 | 139 | 295 | 315 | No
ERVs | Ingersoll-Rand Company | Envirowise | EERVR300 | 250 | 1.0 | 80 | 170 | 82 | 174 | 47 | 100 | 67 | 139 | 295 | 315 | No
ERVs | Ingersoll-Rand Company | Envirowise | EERVR100 | 25 | 0.1 | 77 | 163 | 80 | 170 | 76 | 161 | 72 | 47 | 100 | 99 | Yes
ERVs | Ingersoll-Rand Company | Envirowise | EERVR100 | 50 | 0.2 | 71 | 150 | 73 | 155 | 73 | 155 | 72 | 47 | 100 | 99 | Yes
ERVs | Ingersoll-Rand Company | Envirowise | EERVR100 | 75 | 0.3 | 66 | 140 | 68 | 144 | 68 | 144 | 72 | 47 | 100 | 99 | Yes
ERVs | Ingersoll-Rand Company | Envirowise | EERVR100 | 100 | 0.4 | 59 | 125 | 61 | 129 | 63 | 133 | 72 | 47 | 100 | 99 | Yes
ERVs | Ingersoll-Rand Company | Envirowise | EERVR100 | 125 | 0.5 | 48 | 102 | 50 | 106 | 54 | 114 | 72 | 47 | 100 | 99 | Yes
ERVs | Ingersoll-Rand Company | Envirowise | EERVR100 | 150 | 0.6 | 32 | 68 | 33 | 70 | 43 | 91 | 72 | 47 | 100 | 99 | Yes
ERVs | Industrie Orkan Inc. | Epurair | S15R | 25 | 0.1 | 45 | 95 | 46 | 97 | 53 | 112 | 70 | 22 | 47 | 34 | Yes
ERVs | Industrie Orkan Inc. | Epurair | S15R | 50 | 0.2 | 41 | 87 | 42 | 89 | 49 | 104 | 70 | 22 | 47 | 34 | Yes
ERVs | Industrie Orkan Inc. | Epurair | S15R | 75 | 0.3 | 37 | 78 | 38 | 81 | 44 | 93 | 70 | 22 | 47 | 34 | Yes
ERVs | Industrie Orkan Inc. | Epurair | S15R | 100 | 0.4 | 32 | 68 | 33 | 70 | 39 | 83 | 70 | 22 | 47 | 34 | Yes
ERVs | Industrie Orkan Inc. | Epurair | S15R | 125 | 0.5 | 27 | 57 | 28 | 59 | 33 | 70 | 70 | 22 | 47 | 34 | Yes
ERVs | Industrie Orkan Inc. | Epurair | S15R | 150 | 0.6 | 21 | 44 | 21 | 44 | 27 | 57 | 70 | 22 | 47 | 34 | Yes
ERVs | Industrie Orkan Inc. | Epurair | S20R | 25 | 0.1 | 92 | 195 | 95 | 201 | 100 | 212 | 70 | 22 | 47 | 62 | Yes
ERVs | Industrie Orkan Inc. | Epurair | S20R | 50 | 0.2 | 87 | 184 | 90 | 191 | 92 | 195 | 70 | 22 | 47 | 62 | Yes
ERVs | Industrie Orkan Inc. | Epurair | S20R | 75 | 0.3 | 82 | 174 | 85 | 180 | 86 | 182 | 70 | 22 | 47 | 62 | Yes
ERVs | Industrie Orkan Inc. | Epurair | S20R | 100 | 0.4 | 77 | 163 | 79 | 167 | 79 | 167 | 70 | 22 | 47 | 62 | Yes
ERVs | Industrie Orkan Inc. | Epurair | S20R | 125 | 0.5 | 72 | 153 | 74 | 157 | 72 | 153 | 70 | 22 | 47 | 62 | Yes
ERVs | Industrie Orkan Inc. | Epurair | S20R | 150 | 0.6 | 66 | 140 | 69 | 146 | 65 | 138 | 70 | 22 | 47 | 62 | Yes
ERVs | Industrie Orkan Inc. | Epurair | S20R | 175 | 0.7 | 61 | 129 | 63 | 133 | 59 | 125 | 70 | 22 | 47 | 62 | Yes
ERVs | Industrie Orkan Inc. | Epurair | S20R | 200 | 0.8 | 56 | 119 | 57 | 121 | 53 | 112 | 70 | 22 | 47 | 62 | Yes
ERVs | Industrie Orkan Inc. | Epurair | S20R | 225 | 0.9 | 50 | 106 | 51 | 108 | 47 | 100 | 70 | 22 | 47 | 62 | Yes
ERVs | Industrie Orkan Inc. | Epurair | S20R | 250 | 1.0 | 44 | 93 | 45 | 95 | 41 | 87 | 70 | 22 | 47 | 62 | Yes
ERVs | Industrie Orkan Inc. | Epurair | S16 | 25 | 0.1 | 44 | 93 | 45 | 95 | 53 | 112 | 64 | 30 | 64 | 38 | Yes
ERVs | Industrie Orkan Inc. | Epurair | S16 | 50 | 0.2 | 40 | 85 | 40 | 85 | 48 | 102 | 64 | 30 | 64 | 38 | Yes
ERVs | Industrie Orkan Inc. | Epurair | S16 | 75 | 0.3 | 36 | 76 | 36 | 76 | 43 | 91 | 64 | 30 | 64 | 38 | Yes
ERVs | Industrie Orkan Inc. | Epurair | S16 | 100 | 0.4 | 31 | 66 | 31 | 66 | 38 | 81 | 64 | 30 | 64 | 38 | Yes
ERVs | Industrie Orkan Inc. | Epurair | S16 | 125 | 0.5 | 26 | 55 | 26 | 55 | 32 | 68 | 64 | 30 | 64 | 38 | Yes
ERVs | Industrie Orkan Inc. | Epurair | S16 | 150 | 0.6 | 20 | 42 | 20 | 42 | 26 | 55 | 64 | 30 | 64 | 38 | Yes
ERVs | Industrie Orkan Inc. | Epurair | S16 | 175 | 0.7 | 13 | 28 | 13 | 28 | 19 | 40 | 64 | 30 | 64 | 38 | Yes
ERVs | Industrie Orkan Inc. | Epurair | S16 Plus | 25 | 0.1 | 53 | 112 | 54 | 114 | 66 | 140 | 63 | 30 | 64 | 62 | Yes
ERVs | Industrie Orkan Inc. | Epurair | S16 Plus | 50 | 0.2 | 49 | 104 | 50 | 106 | 62 | 131 | 63 | 30 | 64 | 62 | Yes
ERVs | Industrie Orkan Inc. | Epurair | S16 Plus | 75 | 0.3 | 45 | 95 | 46 | 97 | 57 | 121 | 63 | 30 | 64 | 62 | Yes
ERVs | Industrie Orkan Inc. | Epurair | S16 Plus | 100 | 0.4 | 41 | 87 | 42 | 89 | 52 | 110 | 63 | 30 | 64 | 62 | Yes
ERVs | Industrie Orkan Inc. | Epurair | S16 Plus | 125 | 0.5 | 37 | 78 | 38 | 81 | 47 | 100 | 63 | 30 | 64 | 62 | Yes
ERVs | Industrie Orkan Inc. | Epurair | S16 Plus | 150 | 0.6 | 32 | 68 | 33 | 70 | 42 | 89 | 63 | 30 | 64 | 62 | Yes
ERVs | Industrie Orkan Inc. | Epurair | S16 Plus | 175 | 0.7 | 27 | 57 | 28 | 59 | 36 | 76 | 63 | 30 | 64 | 62 | Yes
ERVs | Industrie Orkan Inc. | Epurair | S16 Plus | 200 | 0.8 | 21 | 44 | 22 | 47 | 29 | 61 | 63 | 30 | 64 | 62 | Yes
ERVs | Industrie Orkan Inc. | Epurair | S16 Plus | 225 | 0.9 | 15 | 32 | 15 | 32 | 21 | 44 | 63 | 30 | 64 | 62 | Yes
ERVs | Systemair Inc. | Fantech | ATMO 150E | 25 | 0.1 | 95 | 201 | 96 | 203 | 95 | 201 | 75 | 30 | 64 | 52 | Yes
ERVs | Systemair Inc. | Fantech | ATMO 150E | 50 | 0.2 | 89 | 189 | 90 | 191 | 88 | 186 | 75 | 30 | 64 | 52 | Yes
ERVs | Systemair Inc. | Fantech | ATMO 150E | 75 | 0.3 | 82 | 174 | 83 | 176 | 81 | 172 | 75 | 30 | 64 | 52 | Yes
ERVs | Systemair Inc. | Fantech | ATMO 150E | 100 | 0.4 | 76 | 161 | 77 | 163 | 75 | 159 | 75 | 30 | 64 | 52 | Yes
ERVs | Systemair Inc. | Fantech | ATMO 150E | 125 | 0.5 | 69 | 146 | 70 | 148 | 68 | 144 | 75 | 30 | 64 | 52 | Yes
ERVs | Systemair Inc. | Fantech | ATMO 150E | 150 | 0.6 | 62 | 131 | 62 | 131 | 62 | 131 | 75 | 30 | 64 | 52 | Yes
ERVs | Systemair Inc. | Fantech | ATMO 150E | 175 | 0.7 | 55 | 117 | 56 | 119 | 55 | 117 | 75 | 30 | 64 | 52 | Yes
ERVs | Systemair Inc. | Fantech | ATMO 150E | 200 | 0.8 | 49 | 104 | 50 | 106 | 49 | 104 | 75 | 30 | 64 | 52 | Yes
ERVs | Systemair Inc. | Fantech | ATMO 150E | 225 | 0.9 | 43 | 91 | 43 | 91 | 44 | 93 | 75 | 30 | 64 | 52 | Yes
ERVs | Systemair Inc. | Fantech | ATMO 150E | 250 | 1.0 | 36 | 76 | 37 | 78 | 38 | 81 | 75 | 30 | 64 | 52 | Yes
ERVs | Systemair Inc. | Fantech | ATMO 200E | 25 | 0.1 | 117 | 248 | 118 | 250 | 117 | 248 | 75 | 31 | 66 | 52 | Yes
ERVs | Systemair Inc. | Fantech | ATMO 200E | 50 | 0.2 | 110 | 233 | 111 | 235 | 108 | 229 | 75 | 31 | 66 | 52 | Yes
ERVs | Systemair Inc. | Fantech | ATMO 200E | 75 | 0.3 | 102 | 216 | 103 | 218 | 101 | 214 | 75 | 31 | 66 | 52 | Yes
ERVs | Systemair Inc. | Fantech | ATMO 200E | 100 | 0.4 | 95 | 201 | 96 | 203 | 93 | 197 | 75 | 31 | 66 | 52 | Yes
ERVs | Systemair Inc. | Fantech | ATMO 200E | 125 | 0.5 | 86 | 182 | 87 | 184 | 86 | 182 | 75 | 31 | 66 | 52 | Yes
ERVs | Systemair Inc. | Fantech | ATMO 200E | 150 | 0.6 | 79 | 167 | 80 | 170 | 78 | 165 | 75 | 31 | 66 | 52 | Yes
ERVs | Systemair Inc. | Fantech | ATMO 200E | 175 | 0.7 | 71 | 150 | 72 | 153 | 69 | 146 | 75 | 31 | 66 | 52 | Yes
ERVs | Systemair Inc. | Fantech | ATMO 200E | 200 | 0.8 | 62 | 131 | 63 | 133 | 62 | 131 | 75 | 31 | 66 | 52 | Yes
ERVs | Systemair Inc. | Fantech | ATMO 200E | 225 | 0.9 | 54 | 114 | 55 | 117 | 53 | 112 | 75 | 31 | 66 | 52 | Yes
ERVs | Systemair Inc. | Fantech | ATMO 200E | 250 | 1.0 | 46 | 97 | 46 | 97 | 44 | 93 | 75 | 31 | 66 | 52 | Yes
ERVs | Systemair Inc. | Fantech | FIT 120E | 25 | 0.1 | 73 | 155 | 75 | 159 | 77 | 163 | 74 | 24 | 51 | 55 | Yes
ERVs | Systemair Inc. | Fantech | FIT 120E | 50 | 0.2 | 69 | 146 | 71 | 150 | 72 | 153 | 74 | 24 | 51 | 55 | Yes
ERVs | Systemair Inc. | Fantech | FIT 120E | 75 | 0.3 | 64 | 136 | 66 | 140 | 67 | 142 | 74 | 24 | 51 | 55 | Yes
ERVs | Systemair Inc. | Fantech | FIT 120E | 100 | 0.4 | 60 | 127 | 61 | 129 | 62 | 131 | 74 | 24 | 51 | 55 | Yes
ERVs | Systemair Inc. | Fantech | FIT 120E | 125 | 0.5 | 55 | 117 | 56 | 119 | 58 | 123 | 74 | 24 | 51 | 55 | Yes
ERVs | Systemair Inc. | Fantech | FIT 120E | 150 | 0.6 | 50 | 106 | 51 | 108 | 53 | 112 | 74 | 24 | 51 | 55 | Yes
ERVs | Systemair Inc. | Fantech | FIT 120E | 175 | 0.7 | 45 | 95 | 46 | 97 | 47 | 100 | 74 | 24 | 51 | 55 | Yes
ERVs | Systemair Inc. | Fantech | FIT 120E | 200 | 0.8 | 39 | 83 | 41 | 87 | 42 | 89 | 74 | 24 | 51 | 55 | Yes
ERVs | Systemair Inc. | Fantech | FIT 120E | 225 | 0.9 | 34 | 72 | 35 | 74 | 36 | 76 | 74 | 24 | 51 | 55 | Yes
ERVs | Systemair Inc. | Fantech | FIT 120E | 250 | 1.0 | 28 | 59 | 29 | 61 | 29 | 61 | 74 | 24 | 51 | 55 | Yes
ERVs | Systemair Inc. | Fantech | FIT 120E-D | 25 | 0.1 | 73 | 155 | 75 | 159 | 77 | 163 | 74 | 24 | 51 | 55 | Yes
ERVs | Systemair Inc. | Fantech | FIT 120E-D | 50 | 0.2 | 69 | 146 | 71 | 150 | 72 | 153 | 74 | 24 | 51 | 55 | Yes
ERVs | Systemair Inc. | Fantech | FIT 120E-D | 75 | 0.3 | 64 | 136 | 66 | 140 | 67 | 142 | 74 | 24 | 51 | 55 | Yes
ERVs | Systemair Inc. | Fantech | FIT 120E-D | 100 | 0.4 | 60 | 127 | 61 | 129 | 62 | 131 | 74 | 24 | 51 | 55 | Yes
ERVs | Systemair Inc. | Fantech | FIT 120E-D | 125 | 0.5 | 55 | 117 | 56 | 119 | 58 | 123 | 74 | 24 | 51 | 55 | Yes
ERVs | Systemair Inc. | Fantech | FIT 120E-D | 150 | 0.6 | 50 | 106 | 51 | 108 | 53 | 112 | 74 | 24 | 51 | 55 | Yes
ERVs | Systemair Inc. | Fantech | FIT 120E-D | 175 | 0.7 | 45 | 95 | 46 | 97 | 47 | 100 | 74 | 24 | 51 | 55 | Yes
ERVs | Systemair Inc. | Fantech | FIT 120E-D | 200 | 0.8 | 39 | 83 | 41 | 87 | 42 | 89 | 74 | 24 | 51 | 55 | Yes
ERVs | Systemair Inc. | Fantech | FIT 120E-D | 225 | 0.9 | 34 | 72 | 35 | 74 | 36 | 76 | 74 | 24 | 51 | 55 | Yes
ERVs | Systemair Inc. | Fantech | FIT 120E-D | 250 | 1.0 | 28 | 59 | 29 | 61 | 29 | 61 | 74 | 24 | 51 | 55 | Yes
ERVs | Systemair Inc. | Fantech | FIT 70E | 25 | 0.1 | 42 | 89 | 44 | 93 | 44 | 93 | 70 | 24 | 51 | 40 | Yes
ERVs | Systemair Inc. | Fantech | FIT 70E | 50 | 0.2 | 39 | 83 | 41 | 87 | 41 | 87 | 70 | 24 | 51 | 40 | Yes
ERVs | Systemair Inc. | Fantech | FIT 70E | 75 | 0.3 | 36 | 76 | 38 | 81 | 38 | 81 | 70 | 24 | 51 | 40 | Yes
ERVs | Systemair Inc. | Fantech | FIT 70E | 100 | 0.4 | 33 | 70 | 34 | 72 | 34 | 72 | 70 | 24 | 51 | 40 | Yes
ERVs | Systemair Inc. | Fantech | FIT 70E | 125 | 0.5 | 29 | 61 | 31 | 66 | 31 | 66 | 70 | 24 | 51 | 40 | Yes
ERVs | Systemair Inc. | Fantech | FIT 70E | 150 | 0.6 | 25 | 53 | 26 | 55 | 26 | 55 | 70 | 24 | 51 | 40 | Yes
ERVs | Systemair Inc. | Fantech | FIT 70E | 175 | 0.7 | 21 | 44 | 22 | 47 | 22 | 47 | 70 | 24 | 51 | 40 | Yes
ERVs | Systemair Inc. | Fantech | FIT 120E-D-EC | 25 | 0.1 | 72 | 153 | 74 | 157 | 74 | 157 | 77 | 24 | 51 | 23 | Yes
ERVs | Systemair Inc. | Fantech | FIT 120E-D-EC | 50 | 0.2 | 69 | 146 | 71 | 150 | 70 | 148 | 77 | 24 | 51 | 23 | Yes
ERVs | Systemair Inc. | Fantech | FIT 120E-D-EC | 75 | 0.3 | 65 | 138 | 67 | 142 | 66 | 140 | 77 | 24 | 51 | 23 | Yes
ERVs | Systemair Inc. | Fantech | FIT 120E-D-EC | 100 | 0.4 | 61 | 129 | 63 | 133 | 61 | 129 | 77 | 24 | 51 | 23 | Yes
ERVs | Systemair Inc. | Fantech | FIT 120E-D-EC | 125 | 0.5 | 56 | 119 | 58 | 123 | 56 | 119 | 77 | 24 | 51 | 23 | Yes
ERVs | Systemair Inc. | Fantech | FIT 120E-D-EC | 150 | 0.6 | 51 | 108 | 53 | 112 | 51 | 108 | 77 | 24 | 51 | 23 | Yes
ERVs | Systemair Inc. | Fantech | FIT 120E-D-EC | 175 | 0.7 | 46 | 97 | 47 | 100 | 45 | 95 | 77 | 24 | 51 | 23 | Yes
ERVs | Systemair Inc. | Fantech | FIT 120E-D-EC | 200 | 0.8 | 40 | 85 | 42 | 89 | 39 | 83 | 77 | 24 | 51 | 23 | Yes
ERVs | Systemair Inc. | Fantech | FIT 120E-D-EC | 225 | 0.9 | 34 | 72 | 35 | 74 | 32 | 68 | 77 | 24 | 51 | 23 | Yes
ERVs | Systemair Inc. | Fantech | FIT 120E-D-EC | 250 | 1.0 | 27 | 57 | 28 | 59 | 25 | 53 | 77 | 24 | 51 | 23 | Yes
HRVs | Systemair Inc. | Fantech | HERO 120H | 25 | 0.1 | 62 | 131 | 65 | 138 | 68 | 144 | 81 | 33 | 70 | 69 | Yes
HRVs | Systemair Inc. | Fantech | HERO 120H | 50 | 0.2 | 59 | 125 | 62 | 131 | 65 | 138 | 81 | 33 | 70 | 69 | Yes
HRVs | Systemair Inc. | Fantech | HERO 120H | 75 | 0.3 | 56 | 119 | 59 | 125 | 62 | 131 | 81 | 33 | 70 | 69 | Yes
HRVs | Systemair Inc. | Fantech | HERO 120H | 100 | 0.4 | 53 | 112 | 55 | 117 | 59 | 125 | 81 | 33 | 70 | 69 | Yes
HRVs | Systemair Inc. | Fantech | HERO 120H | 125 | 0.5 | 50 | 106 | 52 | 110 | 55 | 117 | 81 | 33 | 70 | 69 | Yes
HRVs | Systemair Inc. | Fantech | HERO 120H | 150 | 0.6 | 46 | 97 | 48 | 102 | 51 | 108 | 81 | 33 | 70 | 69 | Yes
HRVs | Systemair Inc. | Fantech | HERO 120H | 175 | 0.7 | 42 | 89 | 44 | 93 | 46 | 97 | 81 | 33 | 70 | 69 | Yes
HRVs | Systemair Inc. | Fantech | HERO 120H | 200 | 0.8 | 38 | 81 | 40 | 85 | 41 | 87 | 81 | 33 | 70 | 69 | Yes
HRVs | Systemair Inc. | Fantech | HERO 120H | 225 | 0.9 | 34 | 72 | 36 | 76 | 36 | 76 | 81 | 33 | 70 | 69 | Yes
HRVs | Systemair Inc. | Fantech | HERO 120H | 250 | 1.0 | 30 | 64 | 31 | 66 | 31 | 66 | 81 | 33 | 70 | 69 | Yes
HRVs | Systemair Inc. | Fantech | HERO 150H | 25 | 0.1 | 85 | 180 | 88 | 186 | 93 | 197 | 81 | 33 | 70 | 59 | Yes
HRVs | Systemair Inc. | Fantech | HERO 150H | 50 | 0.2 | 80 | 170 | 83 | 176 | 87 | 184 | 81 | 33 | 70 | 59 | Yes
HRVs | Systemair Inc. | Fantech | HERO 150H | 75 | 0.3 | 76 | 161 | 79 | 167 | 82 | 174 | 81 | 33 | 70 | 59 | Yes
HRVs | Systemair Inc. | Fantech | HERO 150H | 100 | 0.4 | 71 | 150 | 74 | 157 | 77 | 163 | 81 | 33 | 70 | 59 | Yes
HRVs | Systemair Inc. | Fantech | HERO 150H | 125 | 0.5 | 66 | 140 | 69 | 146 | 72 | 153 | 81 | 33 | 70 | 59 | Yes
HRVs | Systemair Inc. | Fantech | HERO 150H | 150 | 0.6 | 62 | 131 | 64 | 136 | 67 | 142 | 81 | 33 | 70 | 59 | Yes
HRVs | Systemair Inc. | Fantech | HERO 150H | 175 | 0.7 | 57 | 121 | 59 | 125 | 62 | 131 | 81 | 33 | 70 | 59 | Yes
HRVs | Systemair Inc. | Fantech | HERO 150H | 200 | 0.8 | 52 | 110 | 54 | 114 | 56 | 119 | 81 | 33 | 70 | 59 | Yes
HRVs | Systemair Inc. | Fantech | HERO 150H | 225 | 0.9 | 47 | 100 | 49 | 104 | 51 | 108 | 81 | 33 | 70 | 59 | Yes
HRVs | Systemair Inc. | Fantech | HERO 150H | 250 | 1.0 | 42 | 89 | 43 | 91 | 45 | 95 | 81 | 33 | 70 | 59 | Yes
HRVs | Systemair Inc. | Fantech | VHR150 | 25 | 0.1 | 80 | 170 | 81 | 172 | 87 | 184 | 65 | 40 | 85 | 69 | Yes
HRVs | Systemair Inc. | Fantech | VHR150 | 50 | 0.2 | 75 | 159 | 75 | 159 | 82 | 174 | 65 | 40 | 85 | 69 | Yes
HRVs | Systemair Inc. | Fantech | VHR150 | 75 | 0.3 | 70 | 148 | 70 | 148 | 76 | 161 | 65 | 40 | 85 | 69 | Yes
HRVs | Systemair Inc. | Fantech | VHR150 | 100 | 0.4 | 65 | 138 | 65 | 138 | 71 | 150 | 65 | 40 | 85 | 69 | Yes
HRVs | Systemair Inc. | Fantech | VHR150 | 125 | 0.5 | 61 | 129 | 61 | 129 | 65 | 138 | 65 | 40 | 85 | 69 | Yes
HRVs | Systemair Inc. | Fantech | VHR150 | 150 | 0.6 | 56 | 119 | 56 | 119 | 59 | 125 | 65 | 40 | 85 | 69 | Yes
HRVs | Systemair Inc. | Fantech | VHR150 | 175 | 0.7 | 52 | 110 | 52 | 110 | 53 | 112 | 65 | 40 | 85 | 69 | Yes
HRVs | Systemair Inc. | Fantech | VHR150 | 200 | 0.8 | 47 | 100 | 47 | 100 | 47 | 100 | 65 | 40 | 85 | 69 | Yes
HRVs | Systemair Inc. | Fantech | VHR150 | 225 | 0.9 | 42 | 89 | 42 | 89 | 40 | 85 | 65 | 40 | 85 | 69 | Yes
HRVs | Systemair Inc. | Fantech | VHR150 | 250 | 1.0 | 36 | 76 | 36 | 76 | 34 | 72 | 65 | 40 | 85 | 69 | Yes
HRVs | Systemair Inc. | Fantech | VHR150 | 300 | 1.2 | 23 | 49 | 23 | 49 | 21 | 44 | 65 | 40 | 85 | 69 | Yes
HRVs | Systemair Inc. | Fantech | HERO 150H-EC | 25 | 0.1 | 93 | 197 | 94 | 199 | 100 | 212 | 84 | 33 | 70 | 23 | Yes
HRVs | Systemair Inc. | Fantech | HERO 150H-EC | 50 | 0.2 | 89 | 189 | 90 | 191 | 95 | 201 | 84 | 33 | 70 | 23 | Yes
HRVs | Systemair Inc. | Fantech | HERO 150H-EC | 75 | 0.3 | 85 | 180 | 86 | 182 | 90 | 191 | 84 | 33 | 70 | 23 | Yes
HRVs | Systemair Inc. | Fantech | HERO 150H-EC | 100 | 0.4 | 81 | 172 | 82 | 174 | 85 | 180 | 84 | 33 | 70 | 23 | Yes
HRVs | Systemair Inc. | Fantech | HERO 150H-EC | 125 | 0.5 | 76 | 161 | 78 | 165 | 80 | 170 | 84 | 33 | 70 | 23 | Yes
HRVs | Systemair Inc. | Fantech | HERO 150H-EC | 150 | 0.6 | 72 | 153 | 73 | 155 | 75 | 159 | 84 | 33 | 70 | 23 | Yes
HRVs | Systemair Inc. | Fantech | HERO 150H-EC | 175 | 0.7 | 67 | 142 | 68 | 144 | 69 | 146 | 84 | 33 | 70 | 23 | Yes
HRVs | Systemair Inc. | Fantech | HERO 150H-EC | 200 | 0.8 | 62 | 131 | 63 | 133 | 63 | 133 | 84 | 33 | 70 | 23 | Yes
HRVs | Systemair Inc. | Fantech | HERO 150H-EC | 225 | 0.9 | 56 | 119 | 57 | 121 | 57 | 121 | 84 | 33 | 70 | 23 | Yes
HRVs | Systemair Inc. | Fantech | HERO 150H-EC | 250 | 1.0 | 50 | 106 | 50 | 106 | 50 | 106 | 84 | 33 | 70 | 23 | Yes
HRVs | Systemair Inc. | Fantech | ATMO 200H | 25 | 0.1 | 121 | 256 | 122 | 259 | 125 | 265 | 75 | 31 | 66 | 50 | Yes
HRVs | Systemair Inc. | Fantech | ATMO 200H | 50 | 0.2 | 110 | 233 | 111 | 235 | 115 | 244 | 75 | 31 | 66 | 50 | Yes
HRVs | Systemair Inc. | Fantech | ATMO 200H | 75 | 0.3 | 99 | 210 | 100 | 212 | 106 | 225 | 75 | 31 | 66 | 50 | Yes
HRVs | Systemair Inc. | Fantech | ATMO 200H | 100 | 0.4 | 89 | 189 | 90 | 191 | 98 | 208 | 75 | 31 | 66 | 50 | Yes
HRVs | Systemair Inc. | Fantech | ATMO 200H | 125 | 0.5 | 78 | 165 | 79 | 167 | 89 | 189 | 75 | 31 | 66 | 50 | Yes
HRVs | Systemair Inc. | Fantech | ATMO 200H | 150 | 0.6 | 68 | 144 | 69 | 146 | 80 | 170 | 75 | 31 | 66 | 50 | Yes
HRVs | Systemair Inc. | Fantech | ATMO 200H | 175 | 0.7 | 58 | 123 | 59 | 125 | 72 | 153 | 75 | 31 | 66 | 50 | Yes
HRVs | Systemair Inc. | Fantech | ATMO 200H | 200 | 0.8 | 48 | 102 | 49 | 104 | 64 | 136 | 75 | 31 | 66 | 50 | Yes
HRVs | Systemair Inc. | Fantech | ATMO 200H | 225 | 0.9 | 38 | 81 | 39 | 83 | 54 | 114 | 75 | 31 | 66 | 50 | Yes
HRVs | Systemair Inc. | Fantech | ATMO 200H | 250 | 1.0 | 28 | 59 | 29 | 61 | 45 | 95 | 75 | 31 | 66 | 50 | Yes
HRVs | Systemair Inc. | Fantech | ATMO 150H | 25 | 0.1 | 94 | 199 | 96 | 203 | 98 | 208 | 74 | 30 | 64 | 54 | Yes
HRVs | Systemair Inc. | Fantech | ATMO 150H | 50 | 0.2 | 88 | 186 | 90 | 191 | 92 | 195 | 74 | 30 | 64 | 54 | Yes
HRVs | Systemair Inc. | Fantech | ATMO 150H | 75 | 0.3 | 82 | 174 | 84 | 178 | 86 | 182 | 74 | 30 | 64 | 54 | Yes
HRVs | Systemair Inc. | Fantech | ATMO 150H | 100 | 0.4 | 76 | 161 | 78 | 165 | 80 | 170 | 74 | 30 | 64 | 54 | Yes
HRVs | Systemair Inc. | Fantech | ATMO 150H | 125 | 0.5 | 70 | 148 | 72 | 153 | 74 | 157 | 74 | 30 | 64 | 54 | Yes
HRVs | Systemair Inc. | Fantech | ATMO 150H | 150 | 0.6 | 63 | 133 | 65 | 138 | 67 | 142 | 74 | 30 | 64 | 54 | Yes
HRVs | Systemair Inc. | Fantech | ATMO 150H | 175 | 0.7 | 57 | 121 | 59 | 125 | 61 | 129 | 74 | 30 | 64 | 54 | Yes
HRVs | Systemair Inc. | Fantech | ATMO 150H | 200 | 0.8 | 51 | 108 | 53 | 112 | 55 | 117 | 74 | 30 | 64 | 54 | Yes
HRVs | Systemair Inc. | Fantech | ATMO 150H | 225 | 0.9 | 45 | 95 | 47 | 100 | 49 | 104 | 74 | 30 | 64 | 54 | Yes
HRVs | Systemair Inc. | Fantech | ATMO 150H | 250 | 1.0 | 39 | 83 | 41 | 87 | 43 | 91 | 74 | 30 | 64 | 54 | Yes
HRVs | Systemair Inc. | Fantech | SHR200 | 25 | 0.1 | 106 | 225 | 106 | 225 | 106 | 225 | 65 | 28 | 59 | 79 | Yes
HRVs | Systemair Inc. | Fantech | SHR200 | 50 | 0.2 | 100 | 212 | 100 | 212 | 100 | 212 | 65 | 28 | 59 | 79 | Yes
HRVs | Systemair Inc. | Fantech | SHR200 | 75 | 0.3 | 94 | 199 | 94 | 199 | 94 | 199 | 65 | 28 | 59 | 79 | Yes
HRVs | Systemair Inc. | Fantech | SHR200 | 100 | 0.4 | 88 | 186 | 88 | 186 | 88 | 186 | 65 | 28 | 59 | 79 | Yes
HRVs | Systemair Inc. | Fantech | SHR200 | 125 | 0.5 | 81 | 172 | 81 | 172 | 81 | 172 | 65 | 28 | 59 | 79 | Yes
HRVs | Systemair Inc. | Fantech | SHR200 | 150 | 0.6 | 75 | 159 | 75 | 159 | 75 | 159 | 65 | 28 | 59 | 79 | Yes
HRVs | Systemair Inc. | Fantech | SHR200 | 175 | 0.7 | 68 | 144 | 68 | 144 | 68 | 144 | 65 | 28 | 59 | 79 | Yes
HRVs | Systemair Inc. | Fantech | SHR200 | 200 | 0.8 | 61 | 129 | 61 | 129 | 61 | 129 | 65 | 28 | 59 | 79 | Yes
HRVs | Systemair Inc. | Fantech | SHR200 | 225 | 0.9 | 54 | 114 | 54 | 114 | 54 | 114 | 65 | 28 | 59 | 79 | Yes
HRVs | Systemair Inc. | Fantech | SHR200 | 250 | 1.0 | 47 | 100 | 47 | 100 | 47 | 100 | 65 | 28 | 59 | 79 | Yes
HRVs | Systemair Inc. | Fantech | VH704 | 25 | 0.1 | 37 | 78 | 38 | 81 | 37 | 78 |  |  |  |  | No
HRVs | Systemair Inc. | Fantech | VH704 | 50 | 0.2 | 33 | 70 | 34 | 72 | 34 | 72 |  |  |  |  | No
HRVs | Systemair Inc. | Fantech | VH704 | 75 | 0.3 | 29 | 61 | 30 | 64 | 30 | 64 |  |  |  |  | No
HRVs | Systemair Inc. | Fantech | VH704 | 100 | 0.4 | 25 | 53 | 26 | 55 | 26 | 55 | 62 | 34 | 72 | 40 | No
HRVs | Systemair Inc. | Fantech | VH704 | 125 | 0.5 | 20 | 42 | 21 | 44 | 22 | 47 |  |  |  |  | No
HRVs | Systemair Inc. | Fantech | SH704 | 25 | 0.1 | 37 | 78 | 38 | 81 | 37 | 78 |  |  |  |  | No
HRVs | Systemair Inc. | Fantech | SH704 | 50 | 0.2 | 33 | 70 | 34 | 72 | 34 | 72 |  |  |  |  | No
HRVs | Systemair Inc. | Fantech | SH704 | 75 | 0.3 | 29 | 61 | 30 | 64 | 30 | 64 |  |  |  |  | No
HRVs | Systemair Inc. | Fantech | SH704 | 100 | 0.4 | 25 | 53 | 26 | 55 | 26 | 55 | 62 | 34 | 72 | 40 | No
HRVs | Systemair Inc. | Fantech | SH704 | 125 | 0.5 | 20 | 42 | 21 | 44 | 22 | 47 |  |  |  |  | No
HRVs | Systemair Inc. | Fantech | FLEX100H | 25 | 0.1 | 61 | 129 | 63 | 133 | 63 | 133 |  |  |  |  | Yes
HRVs | Systemair Inc. | Fantech | FLEX100H | 50 | 0.2 | 57 | 121 | 59 | 125 | 57 | 121 |  |  |  |  | Yes
HRVs | Systemair Inc. | Fantech | FLEX100H | 75 | 0.3 | 53 | 112 | 55 | 117 | 52 | 110 |  |  |  |  | Yes
HRVs | Systemair Inc. | Fantech | FLEX100H | 100 | 0.4 | 49 | 104 | 51 | 108 | 48 | 102 | 60 | 29 | 61 | 89 | Yes
HRVs | Systemair Inc. | Fantech | FLEX100H | 125 | 0.5 | 44 | 93 | 46 | 97 | 44 | 93 |  |  |  |  | Yes
HRVs | Systemair Inc. | Fantech | FLEX100H | 150 | 0.6 | 40 | 85 | 42 | 89 | 39 | 83 |  |  |  |  | Yes
HRVs | Systemair Inc. | Fantech | FLEX100H | 175 | 0.7 | 35 | 74 | 37 | 78 | 35 | 74 |  |  |  |  | Yes
HRVs | Systemair Inc. | Fantech | FLEX100H | 200 | 0.8 | 30 | 64 | 32 | 68 | 29 | 61 |  |  |  |  | Yes
HRVs | Systemair Inc. | Fantech | FLEX100H | 225 | 0.9 | 25 | 53 | 26 | 55 | 23 | 49 |  |  |  |  | Yes
HRVs | Systemair Inc. | Fantech | FLEX100H | 250 | 1.0 | 20 | 42 | 21 | 44 | 16 | 34 |  |  |  |  | Yes
HRVs | Systemair Inc. | Fantech | VHR70R-ES | 25 | 0.1 | 42 | 89 | 43 | 91 | 41 | 87 | 65 | 20 | 42 | 35 | Yes
HRVs | Systemair Inc. | Fantech | VHR70R-ES | 50 | 0.2 | 39 | 83 | 40 | 85 | 38 | 81 | 65 | 20 | 42 | 35 | Yes
HRVs | Systemair Inc. | Fantech | VHR70R-ES | 75 | 0.3 | 36 | 76 | 37 | 78 | 35 | 74 | 65 | 20 | 42 | 35 | Yes
HRVs | Systemair Inc. | Fantech | VHR70R-ES | 100 | 0.4 | 33 | 70 | 34 | 72 | 31 | 66 | 65 | 20 | 42 | 35 | Yes
HRVs | Systemair Inc. | Fantech | VHR70R-ES | 125 | 0.5 | 30 | 64 | 30 | 64 | 27 | 57 | 65 | 20 | 42 | 35 | Yes
HRVs | Systemair Inc. | Fantech | VHR70R-ES | 150 | 0.6 | 26 | 55 | 26 | 55 | 22 | 47 | 65 | 20 | 42 | 35 | Yes
HRVs | Systemair Inc. | Fantech | VHR70 | 25 | 0.1 | 39 | 83 | 39 | 83 | 40 | 85 | 63 | 31 | 66 | 42 | Yes
HRVs | Systemair Inc. | Fantech | VHR70 | 50 | 0.2 | 35 | 74 | 35 | 74 | 36 | 76 | 63 | 31 | 66 | 42 | Yes
HRVs | Systemair Inc. | Fantech | VHR70 | 75 | 0.3 | 32 | 68 | 32 | 68 | 32 | 68 | 63 | 31 | 66 | 42 | Yes
HRVs | Systemair Inc. | Fantech | VHR70 | 100 | 0.4 | 28 | 59 | 28 | 59 | 28 | 59 | 63 | 31 | 66 | 42 | Yes
HRVs | Systemair Inc. | Fantech | VHR70 | 125 | 0.5 | 24 | 51 | 24 | 51 | 23 | 49 | 63 | 31 | 66 | 42 | Yes
HRVs | Systemair Inc. | Fantech | VHR70 | 150 | 0.6 | 19 | 40 | 19 | 40 | 18 | 38 | 63 | 31 | 66 | 42 | Yes
HRVs | Systemair Inc. | Fantech | HERO 200H | 25 | 0.1 | 107 | 227 | 112 | 237 | 117 | 248 | 80 | 40 | 85 | 98 | Yes
HRVs | Systemair Inc. | Fantech | HERO 200H | 50 | 0.2 | 104 | 220 | 108 | 229 | 113 | 239 | 80 | 40 | 85 | 98 | Yes
HRVs | Systemair Inc. | Fantech | HERO 200H | 75 | 0.3 | 100 | 212 | 105 | 222 | 108 | 229 | 80 | 40 | 85 | 98 | Yes
HRVs | Systemair Inc. | Fantech | HERO 200H | 100 | 0.4 | 96 | 203 | 100 | 212 | 103 | 218 | 80 | 40 | 85 | 98 | Yes
HRVs | Systemair Inc. | Fantech | HERO 200H | 125 | 0.5 | 92 | 195 | 96 | 203 | 98 | 208 | 80 | 40 | 85 | 98 | Yes
HRVs | Systemair Inc. | Fantech | HERO 200H | 150 | 0.6 | 88 | 186 | 92 | 195 | 93 | 197 | 80 | 40 | 85 | 98 | Yes
HRVs | Systemair Inc. | Fantech | HERO 200H | 175 | 0.7 | 84 | 178 | 88 | 186 | 88 | 186 | 80 | 40 | 85 | 98 | Yes
HRVs | Systemair Inc. | Fantech | HERO 200H | 200 | 0.8 | 80 | 170 | 83 | 176 | 83 | 176 | 80 | 40 | 85 | 98 | Yes
HRVs | Systemair Inc. | Fantech | HERO 200H | 225 | 0.9 | 75 | 159 | 79 | 167 | 78 | 165 | 80 | 40 | 85 | 98 | Yes
HRVs | Systemair Inc. | Fantech | HERO 200H | 250 | 1.0 | 71 | 150 | 74 | 157 | 72 | 153 | 80 | 40 | 85 | 98 | Yes
HRVs | Systemair Inc. | Fantech | HERO 250H-EC | 25 | 0.1 | 129 | 273 | 138 | 292 | 145 | 307 | 82 | 40 | 85 | 34 | Yes
HRVs | Systemair Inc. | Fantech | HERO 250H-EC | 50 | 0.2 | 126 | 267 | 134 | 284 | 141 | 299 | 82 | 40 | 85 | 34 | Yes
HRVs | Systemair Inc. | Fantech | HERO 250H-EC | 75 | 0.3 | 122 | 259 | 131 | 278 | 138 | 292 | 82 | 40 | 85 | 34 | Yes
HRVs | Systemair Inc. | Fantech | HERO 250H-EC | 100 | 0.4 | 119 | 252 | 128 | 271 | 134 | 284 | 82 | 40 | 85 | 34 | Yes
HRVs | Systemair Inc. | Fantech | HERO 250H-EC | 125 | 0.5 | 116 | 246 | 124 | 263 | 130 | 275 | 82 | 40 | 85 | 34 | Yes
HRVs | Systemair Inc. | Fantech | HERO 250H-EC | 150 | 0.6 | 113 | 239 | 121 | 256 | 126 | 267 | 82 | 40 | 85 | 34 | Yes
HRVs | Systemair Inc. | Fantech | HERO 250H-EC | 175 | 0.7 | 110 | 233 | 117 | 248 | 122 | 259 | 82 | 40 | 85 | 34 | Yes
HRVs | Systemair Inc. | Fantech | HERO 250H-EC | 200 | 0.8 | 106 | 225 | 114 | 242 | 118 | 250 | 82 | 40 | 85 | 34 | Yes
HRVs | Systemair Inc. | Fantech | HERO 250H-EC | 225 | 0.9 | 103 | 218 | 110 | 233 | 113 | 239 | 82 | 40 | 85 | 34 | Yes
HRVs | Systemair Inc. | Fantech | HERO 250H-EC | 250 | 1.0 | 99 | 210 | 106 | 225 | 108 | 229 | 82 | 40 | 85 | 34 | Yes
HRVs | Systemair Inc. | Fantech | SHR150R | 25 | 0.1 | 88 | 186 | 90 | 191 | 90 | 191 | 66 | 40 | 85 | 73 | No
HRVs | Systemair Inc. | Fantech | SHR150R | 50 | 0.2 | 83 | 176 | 84 | 178 | 84 | 178 | 66 | 40 | 85 | 73 | No
HRVs | Systemair Inc. | Fantech | SHR150R | 75 | 0.3 | 78 | 165 | 79 | 167 | 79 | 167 | 66 | 40 | 85 | 73 | No
HRVs | Systemair Inc. | Fantech | SHR150R | 100 | 0.4 | 73 | 155 | 74 | 157 | 74 | 157 | 66 | 40 | 85 | 73 | No
HRVs | Systemair Inc. | Fantech | SHR150R | 125 | 0.5 | 67 | 142 | 69 | 146 | 69 | 146 | 66 | 40 | 85 | 73 | No
HRVs | Systemair Inc. | Fantech | SHR150R | 150 | 0.6 | 61 | 129 | 62 | 131 | 62 | 131 | 66 | 40 | 85 | 73 | No
HRVs | Systemair Inc. | Fantech | SHR150R | 175 | 0.7 | 56 | 119 | 57 | 121 | 57 | 121 | 66 | 40 | 85 | 73 | No
HRVs | Systemair Inc. | Fantech | SHR150R | 200 | 0.8 | 51 | 108 | 52 | 110 | 52 | 110 | 66 | 40 | 85 | 73 | No
HRVs | Systemair Inc. | Fantech | SHR150R | 225 | 0.9 | 46 | 97 | 47 | 100 | 47 | 100 | 66 | 40 | 85 | 73 | No
HRVs | Systemair Inc. | Fantech | SHR150R | 250 | 1.0 | 41 | 87 | 41 | 87 | 41 | 87 | 66 | 40 | 85 | 73 | No
HRVs | Systemair Inc. | Fantech | VHR150R | 25 | 0.1 | 88 | 186 | 90 | 191 | 90 | 191 | 66 | 40 | 85 | 73 | No
HRVs | Systemair Inc. | Fantech | VHR150R | 50 | 0.2 | 83 | 176 | 84 | 178 | 84 | 178 | 66 | 40 | 85 | 73 | No
HRVs | Systemair Inc. | Fantech | VHR150R | 75 | 0.3 | 78 | 165 | 79 | 167 | 79 | 167 | 66 | 40 | 85 | 73 | No
HRVs | Systemair Inc. | Fantech | VHR150R | 100 | 0.4 | 73 | 155 | 74 | 157 | 74 | 157 | 66 | 40 | 85 | 73 | No
HRVs | Systemair Inc. | Fantech | VHR150R | 125 | 0.5 | 67 | 142 | 69 | 146 | 69 | 146 | 66 | 40 | 85 | 73 | No
HRVs | Systemair Inc. | Fantech | VHR150R | 150 | 0.6 | 61 | 129 | 62 | 131 | 62 | 131 | 66 | 40 | 85 | 73 | No
HRVs | Systemair Inc. | Fantech | VHR150R | 175 | 0.7 | 56 | 119 | 57 | 121 | 57 | 121 | 66 | 40 | 85 | 73 | No
HRVs | Systemair Inc. | Fantech | VHR150R | 200 | 0.8 | 51 | 108 | 52 | 110 | 52 | 110 | 66 | 40 | 85 | 73 | No
HRVs | Systemair Inc. | Fantech | VHR150R | 225 | 0.9 | 46 | 97 | 47 | 100 | 47 | 100 | 66 | 40 | 85 | 73 | No
HRVs | Systemair Inc. | Fantech | VHR150R | 250 | 1.0 | 41 | 87 | 41 | 87 | 41 | 87 | 66 | 40 | 85 | 73 | No
HRVs | Systemair Inc. | Fantech | SHR200R | 25 | 0.1 | 107 | 227 | 109 | 231 | 109 | 231 | 65 | 34 | 72 | 82 | No
HRVs | Systemair Inc. | Fantech | SHR200R | 50 | 0.2 | 103 | 218 | 105 | 222 | 105 | 222 | 65 | 34 | 72 | 82 | No
HRVs | Systemair Inc. | Fantech | SHR200R | 75 | 0.3 | 98 | 208 | 100 | 212 | 100 | 212 | 65 | 34 | 72 | 82 | No
HRVs | Systemair Inc. | Fantech | SHR200R | 100 | 0.4 | 92 | 195 | 93 | 197 | 95 | 201 | 65 | 34 | 72 | 82 | No
HRVs | Systemair Inc. | Fantech | SHR200R | 125 | 0.5 | 86 | 182 | 87 | 184 | 89 | 189 | 65 | 34 | 72 | 82 | No
HRVs | Systemair Inc. | Fantech | SHR200R | 150 | 0.6 | 80 | 170 | 81 | 172 | 83 | 176 | 65 | 34 | 72 | 82 | No
HRVs | Systemair Inc. | Fantech | SHR200R | 175 | 0.7 | 74 | 157 | 75 | 159 | 76 | 161 | 65 | 34 | 72 | 82 | No
HRVs | Systemair Inc. | Fantech | SHR200R | 200 | 0.8 | 67 | 142 | 68 | 144 | 69 | 146 | 65 | 34 | 72 | 82 | No
HRVs | Systemair Inc. | Fantech | SHR200R | 225 | 0.9 | 58 | 123 | 59 | 125 | 59 | 125 | 65 | 34 | 72 | 82 | No
HRVs | Systemair Inc. | Fantech | SHR200R | 250 | 1.0 | 49 | 104 | 50 | 106 | 50 | 106 | 65 | 34 | 72 | 82 | No
HRVs | Systemair Inc. | Fantech | SHR260RD | 75 | 0.3 | 132 | 280 | 136 | 288 | 136 | 288 |  |  |  |  | No
HRVs | Systemair Inc. | Fantech | SHR260RD | 100 | 0.4 | 122 | 259 | 126 | 267 | 126 | 267 | 66 | 56 | 119 | 136 | No
HRVs | Systemair Inc. | Fantech | SHR260RD | 125 | 0.5 | 112 | 237 | 115 | 244 | 115 | 244 |  |  |  |  | No
HRVs | Systemair Inc. | Fantech | SHR260RD | 150 | 0.6 | 101 | 214 | 104 | 220 | 104 | 220 |  |  |  |  | No
HRVs | Systemair Inc. | Fantech | SHR260RD | 175 | 0.7 | 89 | 189 | 92 | 195 | 92 | 195 |  |  |  |  | No
HRVs | Systemair Inc. | Fantech | SHR260RD | 200 | 0.8 | 76 | 161 | 79 | 167 | 79 | 167 |  |  |  |  | No
HRVs | Systemair Inc. | Fantech | SHR260RD | 225 | 0.9 | 63 | 133 | 65 | 138 | 65 | 138 |  |  |  |  | No
HRVs | Systemair Inc. | Fantech | SHR260RD | 250 | 1.0 | 49 | 104 | 51 | 108 | 51 | 108 |  |  |  |  | No
HRVs | Systemair Inc. | Fantech | SHR260RD | 275 | 1.1 | 35 | 74 | 36 | 76 | 36 | 76 |  |  |  |  | No
HRVs | Systemair Inc. | Fantech | SHR260RD | 300 | 1.2 | 20 | 42 | 20 | 42 | 20 | 42 |  |  |  |  | No
HRVs | Field Controls LLC | Field Controls | FC150HRV | 25 | 0.1 | 91 | 193 | 91 | 193 | 103 | 218 | 66 | 31 | 66 | 72 | No
HRVs | Field Controls LLC | Field Controls | FC150HRV | 50 | 0.2 | 84 | 178 | 85 | 180 | 95 | 201 | 66 | 31 | 66 | 72 | No
HRVs | Field Controls LLC | Field Controls | FC150HRV | 75 | 0.3 | 77 | 163 | 77 | 163 | 86 | 182 | 66 | 31 | 66 | 72 | No
HRVs | Field Controls LLC | Field Controls | FC150HRV | 100 | 0.4 | 71 | 150 | 71 | 150 | 80 | 170 | 66 | 31 | 66 | 72 | No
HRVs | Field Controls LLC | Field Controls | FC150HRV | 125 | 0.5 | 63 | 133 | 63 | 133 | 71 | 150 | 66 | 31 | 66 | 72 | No
HRVs | Field Controls LLC | Field Controls | FC150HRV | 150 | 0.6 | 57 | 121 | 57 | 121 | 66 | 140 | 66 | 31 | 66 | 72 | No
HRVs | Field Controls LLC | Field Controls | FC150HRV | 175 | 0.7 | 51 | 108 | 51 | 108 | 57 | 121 | 66 | 31 | 66 | 72 | No
HRVs | Field Controls LLC | Field Controls | FC150HRV | 200 | 0.8 | 46 | 97 | 46 | 97 | 50 | 106 | 66 | 31 | 66 | 72 | No
HRVs | Field Controls LLC | Field Controls | FC150HRV | 225 | 0.9 | 40 | 85 | 40 | 85 | 43 | 91 | 66 | 31 | 66 | 72 | No
HRVs | Field Controls LLC | Field Controls | FC150HRV | 250 | 1.0 | 35 | 74 | 36 | 76 | 39 | 83 | 66 | 31 | 66 | 72 | No
HRVs | Field Controls LLC | Field Controls | FC150HRV | 275 | 1.1 | 29 | 61 | 29 | 61 | 34 | 72 | 66 | 31 | 66 | 72 | No
HRVs | Field Controls LLC | Field Controls | FC200HRV | 25 | 0.1 | 119 | 252 | 119 | 252 | 121 | 256 | 75 | 29 | 61 | 62 | No
HRVs | Field Controls LLC | Field Controls | FC200HRV | 50 | 0.2 | 111 | 235 | 112 | 237 | 113 | 239 | 75 | 29 | 61 | 62 | No
HRVs | Field Controls LLC | Field Controls | FC200HRV | 75 | 0.3 | 103 | 218 | 104 | 220 | 104 | 220 | 75 | 29 | 61 | 62 | No
HRVs | Field Controls LLC | Field Controls | FC200HRV | 100 | 0.4 | 95 | 201 | 96 | 203 | 95 | 201 | 75 | 29 | 61 | 62 | No
HRVs | Field Controls LLC | Field Controls | FC200HRV | 125 | 0.5 | 86 | 182 | 87 | 184 | 86 | 182 | 75 | 29 | 61 | 62 | No
HRVs | Field Controls LLC | Field Controls | FC200HRV | 150 | 0.6 | 79 | 167 | 79 | 167 | 77 | 163 | 75 | 29 | 61 | 62 | No
HRVs | Field Controls LLC | Field Controls | FC200HRV | 175 | 0.7 | 70 | 148 | 70 | 148 | 68 | 144 | 75 | 29 | 61 | 62 | No
HRVs | Field Controls LLC | Field Controls | FC200HRV | 200 | 0.8 | 62 | 131 | 63 | 133 | 59 | 125 | 75 | 29 | 61 | 62 | No
HRVs | Field Controls LLC | Field Controls | FC200HRV | 225 | 0.9 | 54 | 114 | 54 | 114 | 50 | 106 | 75 | 29 | 61 | 62 | No
HRVs | Field Controls LLC | Field Controls | FC200HRV | 250 | 1.0 | 47 | 100 | 47 | 100 | 43 | 91 | 75 | 29 | 61 | 62 | No
HRVs | Field Controls LLC | Field Controls | FC200HRV | 275 | 1.1 | 40 | 85 | 40 | 85 | 36 | 76 | 75 | 29 | 61 | 62 | No
HRVs | Field Controls LLC | Field Controls | FC80HRV | 25 | 0.1 | 46 | 97 | 46 | 97 | 47 | 100 | 69 | 23 | 49 | 32 | No
HRVs | Field Controls LLC | Field Controls | FC80HRV | 50 | 0.2 | 42 | 89 | 42 | 89 | 43 | 91 | 69 | 23 | 49 | 32 | No
HRVs | Field Controls LLC | Field Controls | FC80HRV | 75 | 0.3 | 38 | 81 | 38 | 81 | 41 | 87 | 69 | 23 | 49 | 32 | No
HRVs | Field Controls LLC | Field Controls | FC80HRV | 100 | 0.4 | 34 | 72 | 35 | 74 | 38 | 81 | 69 | 23 | 49 | 32 | No
HRVs | Field Controls LLC | Field Controls | FC80HRV | 125 | 0.5 | 31 | 66 | 31 | 66 | 34 | 72 | 69 | 23 | 49 | 32 | No
HRVs | Field Controls LLC | Field Controls | FC80HRV | 150 | 0.6 | 26 | 55 | 26 | 55 | 29 | 61 | 69 | 23 | 49 | 32 | No
HRVs | Field Controls LLC | Field Controls | FC80HRV | 175 | 0.7 | 21 | 44 | 22 | 47 | 20 | 42 | 69 | 23 | 49 | 32 | No
ERVs | Field Controls LLC | Field Controls | FC150ERV | 25 | 0.1 | 97 | 206 | 99 | 210 | 99 | 210 |  |  |  |  | No
ERVs | Field Controls LLC | Field Controls | FC150ERV | 50 | 0.2 | 89 | 189 | 91 | 193 | 91 | 193 |  |  |  |  | No
ERVs | Field Controls LLC | Field Controls | FC150ERV | 75 | 0.3 | 88 | 186 | 84 | 178 | 84 | 178 |  |  |  |  | No
ERVs | Field Controls LLC | Field Controls | FC150ERV | 100 | 0.4 | 75 | 159 | 76 | 161 | 76 | 161 | 65 | 24 | 51 | 58 | No
ERVs | Field Controls LLC | Field Controls | FC150ERV | 125 | 0.5 | 70 | 148 | 71 | 150 | 69 | 146 |  |  |  |  | No
ERVs | Field Controls LLC | Field Controls | FC150ERV | 150 | 0.6 | 62 | 131 | 63 | 133 | 62 | 131 |  |  |  |  | No
ERVs | Field Controls LLC | Field Controls | FC150ERV | 175 | 0.7 | 55 | 117 | 55 | 117 | 55 | 117 |  |  |  |  | No
ERVs | Field Controls LLC | Field Controls | FC150ERV | 200 | 0.8 | 49 | 104 | 50 | 106 | 48 | 102 |  |  |  |  | No
ERVs | Field Controls LLC | Field Controls | FC150ERV | 225 | 0.9 | 42 | 89 | 43 | 91 | 43 | 91 |  |  |  |  | No
ERVs | Field Controls LLC | Field Controls | FC150ERV | 250 | 1.0 | 36 | 76 | 37 | 78 | 40 | 85 |  |  |  |  | No
ERVs | Field Controls LLC | Field Controls | FC150ERV | 275 | 1.1 | 32 | 68 | 32 | 68 | 32 | 68 |  |  |  |  | No
ERVs | Field Controls LLC | Field Controls | FC200ERV | 25 | 0.1 | 115 | 244 | 116 | 246 | 108 | 229 | 72 | 50 | 106 | 80 | No
ERVs | Field Controls LLC | Field Controls | FC200ERV | 50 | 0.2 | 106 | 225 | 107 | 227 | 101 | 214 | 72 | 50 | 106 | 80 | No
ERVs | Field Controls LLC | Field Controls | FC200ERV | 75 | 0.3 | 98 | 208 | 99 | 210 | 95 | 201 | 72 | 50 | 106 | 80 | No
ERVs | Field Controls LLC | Field Controls | FC200ERV | 100 | 0.4 | 88 | 186 | 89 | 189 | 83 | 176 | 72 | 50 | 106 | 80 | No
ERVs | Field Controls LLC | Field Controls | FC200ERV | 125 | 0.5 | 81 | 172 | 82 | 174 | 74 | 157 | 72 | 50 | 106 | 80 | No
ERVs | Field Controls LLC | Field Controls | FC200ERV | 150 | 0.6 | 71 | 150 | 71 | 150 | 67 | 142 | 72 | 50 | 106 | 80 | No
ERVs | Field Controls LLC | Field Controls | FC200ERV | 175 | 0.7 | 65 | 138 | 66 | 140 | 60 | 127 | 72 | 50 | 106 | 80 | No
ERVs | Field Controls LLC | Field Controls | FC200ERV | 200 | 0.8 | 57 | 121 | 58 | 123 | 52 | 110 | 72 | 50 | 106 | 80 | No
ERVs | Field Controls LLC | Field Controls | FC200ERV | 225 | 0.9 | 49 | 104 | 50 | 106 | 42 | 89 | 72 | 50 | 106 | 80 | No
ERVs | Field Controls LLC | Field Controls | FC200ERV | 250 | 1.0 | 40 | 85 | 41 | 87 | 35 | 74 | 72 | 50 | 106 | 80 | No
ERVs | Field Controls LLC | Field Controls | FC200ERV | 275 | 1.1 | 34 | 72 | 34 | 72 | 30 | 64 | 72 | 50 | 106 | 80 | No
ERVs | Field Controls LLC | Field Controls | FC80ERV | 25 | 0.1 | 49 | 104 | 49 | 104 | 46 | 97 | 65 | 20 | 42 | 30 | No
ERVs | Field Controls LLC | Field Controls | FC80ERV | 50 | 0.2 | 46 | 97 | 47 | 100 | 41 | 87 | 65 | 20 | 42 | 30 | No
ERVs | Field Controls LLC | Field Controls | FC80ERV | 75 | 0.3 | 44 | 93 | 44 | 93 | 41 | 87 | 65 | 20 | 42 | 30 | No
ERVs | Field Controls LLC | Field Controls | FC80ERV | 100 | 0.4 | 37 | 78 | 38 | 81 | 34 | 72 | 65 | 20 | 42 | 30 | No
ERVs | Field Controls LLC | Field Controls | FC80ERV | 125 | 0.5 | 34 | 72 | 35 | 74 | 29 | 61 | 65 | 20 | 42 | 30 | No
ERVs | Field Controls LLC | Field Controls | FC80ERV | 150 | 0.6 | 29 | 61 | 29 | 61 | 25 | 53 | 65 | 20 | 42 | 30 | No
ERVs | Field Controls LLC | Field Controls | FC80ERV | 175 | 0.7 | 23 | 49 | 23 | 49 | 18 | 38 | 65 | 20 | 42 | 30 | No
ERVs | Field Controls LLC | Field Controls | FC80ERV | 200 | 0.8 | 22 | 47 | 22 | 47 | 10 | 21 | 65 | 20 | 42 | 30 | No
ERVs | Greenheck Fan Corporation | Greenheck | ASSURE-120S-s1 | 25 | 0.1 | 65 | 138 | 65 | 138 | 65 | 138 | 69 | 23 | 49 | 60 | Yes
ERVs | Greenheck Fan Corporation | Greenheck | ASSURE-120S-s1 | 50 | 0.2 | 63 | 133 | 64 | 136 | 63 | 133 | 69 | 23 | 49 | 60 | Yes
ERVs | Greenheck Fan Corporation | Greenheck | ASSURE-120S-s1 | 75 | 0.3 | 61 | 129 | 62 | 131 | 61 | 129 | 69 | 23 | 49 | 60 | Yes
ERVs | Greenheck Fan Corporation | Greenheck | ASSURE-120S-s1 | 100 | 0.4 | 59 | 125 | 60 | 127 | 59 | 125 | 69 | 23 | 49 | 60 | Yes
ERVs | Greenheck Fan Corporation | Greenheck | ASSURE-120S-s1 | 125 | 0.5 | 56 | 119 | 57 | 121 | 57 | 121 | 69 | 23 | 49 | 60 | Yes
ERVs | Greenheck Fan Corporation | Greenheck | ASSURE-120S-s1 | 150 | 0.6 | 54 | 114 | 55 | 117 | 54 | 114 | 69 | 23 | 49 | 60 | Yes
ERVs | Greenheck Fan Corporation | Greenheck | ASSURE-120S-s1 | 175 | 0.7 | 51 | 108 | 52 | 110 | 52 | 110 | 69 | 23 | 49 | 60 | Yes
ERVs | Greenheck Fan Corporation | Greenheck | ASSURE-120S-s1 | 200 | 0.8 | 48 | 102 | 48 | 102 | 49 | 104 | 69 | 23 | 49 | 60 | Yes
ERVs | Greenheck Fan Corporation | Greenheck | ASSURE-120S-s1 | 225 | 0.9 | 44 | 93 | 44 | 93 | 45 | 95 | 69 | 23 | 49 | 60 | Yes
ERVs | Greenheck Fan Corporation | Greenheck | ASSURE-120S-s1 | 250 | 1.0 | 40 | 85 | 40 | 85 | 41 | 87 | 69 | 23 | 49 | 60 | Yes
ERVs | Greenheck Fan Corporation | Greenheck | SYNC-110SE-S1 | 25 | 0.1 | 62 | 131 | 63 | 133 | 61 | 129 | 72 | 23 | 49 | 22 | Yes
ERVs | Greenheck Fan Corporation | Greenheck | SYNC-110SE-S1 | 50 | 0.2 | 58 | 123 | 59 | 125 | 57 | 121 | 72 | 23 | 49 | 22 | Yes
ERVs | Greenheck Fan Corporation | Greenheck | SYNC-110SE-S1 | 75 | 0.3 | 55 | 117 | 56 | 119 | 55 | 117 | 72 | 23 | 49 | 22 | Yes
ERVs | Greenheck Fan Corporation | Greenheck | SYNC-110SE-S1 | 100 | 0.4 | 51 | 108 | 52 | 110 | 52 | 110 | 72 | 23 | 49 | 22 | Yes
ERVs | Greenheck Fan Corporation | Greenheck | SYNC-110SE-S1 | 125 | 0.5 | 46 | 97 | 47 | 100 | 49 | 104 | 72 | 23 | 49 | 22 | Yes
ERVs | Greenheck Fan Corporation | Greenheck | SYNC-110SE-S1 | 150 | 0.6 | 41 | 87 | 42 | 89 | 44 | 93 | 72 | 23 | 49 | 22 | Yes
ERVs | Greenheck Fan Corporation | Greenheck | SYNC-110SE-S1 | 175 | 0.7 | 35 | 74 | 35 | 74 | 37 | 78 | 72 | 23 | 49 | 22 | Yes
ERVs | Greenheck Fan Corporation | Greenheck | SYNC-110SE-S1 | 200 | 0.8 | 27 | 57 | 28 | 59 | 27 | 57 | 72 | 23 | 49 | 22 | Yes
ERVs | Greenheck Fan Corporation | Greenheck | SYNC-110SE-S1 | 225 | 0.9 | 19 | 40 | 19 | 40 | 13 | 28 | 72 | 23 | 49 | 22 | Yes
ERVs | Greenheck Fan Corporation | Greenheck | SYNC-180SCE-S1 | 25 | 0.1 | 94 | 199 | 95 | 201 | 99 | 210 | 84 | 30 | 64 | 28 | Yes
ERVs | Greenheck Fan Corporation | Greenheck | SYNC-180SCE-S1 | 50 | 0.2 | 90 | 191 | 91 | 193 | 95 | 201 | 84 | 30 | 64 | 28 | Yes
ERVs | Greenheck Fan Corporation | Greenheck | SYNC-180SCE-S1 | 75 | 0.3 | 87 | 184 | 88 | 186 | 91 | 193 | 84 | 30 | 64 | 28 | Yes
ERVs | Greenheck Fan Corporation | Greenheck | SYNC-180SCE-S1 | 100 | 0.4 | 83 | 176 | 84 | 178 | 87 | 184 | 84 | 30 | 64 | 28 | Yes
ERVs | Greenheck Fan Corporation | Greenheck | SYNC-180SCE-S1 | 125 | 0.5 | 79 | 167 | 80 | 170 | 83 | 176 | 84 | 30 | 64 | 28 | Yes
ERVs | Greenheck Fan Corporation | Greenheck | SYNC-180SCE-S1 | 150 | 0.6 | 75 | 159 | 75 | 159 | 79 | 167 | 84 | 30 | 64 | 28 | Yes
ERVs | Greenheck Fan Corporation | Greenheck | SYNC-180SCE-S1 | 175 | 0.7 | 71 | 150 | 71 | 150 | 75 | 159 | 84 | 30 | 64 | 28 | Yes
ERVs | Greenheck Fan Corporation | Greenheck | SYNC-180SCE-S1 | 200 | 0.8 | 66 | 140 | 67 | 142 | 70 | 148 | 84 | 30 | 64 | 28 | Yes
ERVs | Greenheck Fan Corporation | Greenheck | SYNC-180SCE-S1 | 225 | 0.9 | 63 | 133 | 63 | 133 | 66 | 140 | 84 | 30 | 64 | 28 | Yes
ERVs | Greenheck Fan Corporation | Greenheck | SYNC-180SCE-S1 | 250 | 1.0 | 59 | 125 | 59 | 125 | 62 | 131 | 84 | 30 | 64 | 28 | Yes
ERVs | Greenheck Fan Corporation | Greenheck | SYNC-270TCE-S1 | 25 | 0.1 | 139 | 295 | 140 | 297 | 138 | 292 | 77 | 30 | 64 | 30 | Yes
ERVs | Greenheck Fan Corporation | Greenheck | SYNC-270TCE-S1 | 50 | 0.2 | 135 | 286 | 137 | 290 | 134 | 284 | 77 | 30 | 64 | 30 | Yes
ERVs | Greenheck Fan Corporation | Greenheck | SYNC-270TCE-S1 | 75 | 0.3 | 131 | 278 | 133 | 282 | 131 | 278 | 77 | 30 | 64 | 30 | Yes
ERVs | Greenheck Fan Corporation | Greenheck | SYNC-270TCE-S1 | 100 | 0.4 | 128 | 271 | 129 | 273 | 128 | 271 | 77 | 30 | 64 | 30 | Yes
ERVs | Greenheck Fan Corporation | Greenheck | SYNC-270TCE-S1 | 125 | 0.5 | 124 | 263 | 125 | 265 | 124 | 263 | 77 | 30 | 64 | 30 | Yes
ERVs | Greenheck Fan Corporation | Greenheck | SYNC-270TCE-S1 | 150 | 0.6 | 120 | 254 | 122 | 259 | 121 | 256 | 77 | 30 | 64 | 30 | Yes
ERVs | Greenheck Fan Corporation | Greenheck | SYNC-270TCE-S1 | 175 | 0.7 | 116 | 246 | 118 | 250 | 117 | 248 | 77 | 30 | 64 | 30 | Yes
ERVs | Greenheck Fan Corporation | Greenheck | SYNC-270TCE-S1 | 200 | 0.8 | 112 | 237 | 113 | 239 | 113 | 239 | 77 | 30 | 64 | 30 | Yes
ERVs | Greenheck Fan Corporation | Greenheck | SYNC-270TCE-S1 | 225 | 0.9 | 108 | 229 | 109 | 231 | 109 | 231 | 77 | 30 | 64 | 30 | Yes
ERVs | Systemair Inc. | Greentek | PE 10.22 | 25 | 0.1 | 115 | 244 | 116 | 246 | 108 | 229 | 72 | 50 | 106 | 80 | No
ERVs | Systemair Inc. | Greentek | PE 10.22 | 50 | 0.2 | 106 | 225 | 107 | 227 | 101 | 214 | 72 | 50 | 106 | 80 | No
ERVs | Systemair Inc. | Greentek | PE 10.22 | 75 | 0.3 | 98 | 208 | 99 | 210 | 95 | 201 | 72 | 50 | 106 | 80 | No
ERVs | Systemair Inc. | Greentek | PE 10.22 | 100 | 0.4 | 88 | 186 | 89 | 189 | 83 | 176 | 72 | 50 | 106 | 80 | No
ERVs | Systemair Inc. | Greentek | PE 10.22 | 125 | 0.5 | 81 | 172 | 82 | 174 | 74 | 157 | 72 | 50 | 106 | 80 | No
ERVs | Systemair Inc. | Greentek | PE 10.22 | 150 | 0.6 | 71 | 150 | 71 | 150 | 67 | 142 | 72 | 50 | 106 | 80 | No
ERVs | Systemair Inc. | Greentek | PE 10.22 | 175 | 0.7 | 65 | 138 | 66 | 140 | 60 | 127 | 72 | 50 | 106 | 80 | No
ERVs | Systemair Inc. | Greentek | PE 10.22 | 200 | 0.8 | 57 | 121 | 58 | 123 | 52 | 110 | 72 | 50 | 106 | 80 | No
ERVs | Systemair Inc. | Greentek | PE 10.22 | 225 | 0.9 | 49 | 104 | 50 | 106 | 42 | 89 | 72 | 50 | 106 | 80 | No
ERVs | Systemair Inc. | Greentek | PE 10.22 | 250 | 1.0 | 40 | 85 | 41 | 87 | 35 | 74 | 72 | 50 | 106 | 80 | No
ERVs | Systemair Inc. | Greentek | PE 10.22 | 275 | 1.1 | 34 | 72 | 34 | 72 | 30 | 64 | 72 | 50 | 106 | 80 | No
ERVs | Systemair Inc. | Greentek | PE 7.15 | 25 | 0.1 | 97 | 206 | 99 | 210 | 99 | 210 |  |  |  |  | No
ERVs | Systemair Inc. | Greentek | PE 7.15 | 50 | 0.2 | 89 | 189 | 91 | 193 | 91 | 193 |  |  |  |  | No
ERVs | Systemair Inc. | Greentek | PE 7.15 | 75 | 0.3 | 88 | 186 | 84 | 178 | 84 | 178 |  |  |  |  | No
ERVs | Systemair Inc. | Greentek | PE 7.15 | 100 | 0.4 | 75 | 159 | 76 | 161 | 76 | 161 | 65 | 24 | 51 | 58 | No
ERVs | Systemair Inc. | Greentek | PE 7.15 | 125 | 0.5 | 70 | 148 | 71 | 150 | 69 | 146 |  |  |  |  | No
ERVs | Systemair Inc. | Greentek | PE 7.15 | 150 | 0.6 | 62 | 131 | 63 | 133 | 62 | 131 |  |  |  |  | No
ERVs | Systemair Inc. | Greentek | PE 7.15 | 175 | 0.7 | 55 | 117 | 55 | 117 | 55 | 117 |  |  |  |  | No
ERVs | Systemair Inc. | Greentek | PE 7.15 | 200 | 0.8 | 49 | 104 | 50 | 106 | 48 | 102 |  |  |  |  | No
ERVs | Systemair Inc. | Greentek | PE 7.15 | 225 | 0.9 | 42 | 89 | 43 | 91 | 43 | 91 |  |  |  |  | No
ERVs | Systemair Inc. | Greentek | PE 7.15 | 250 | 1.0 | 36 | 76 | 37 | 78 | 40 | 85 |  |  |  |  | No
ERVs | Systemair Inc. | Greentek | PE 7.15 | 275 | 1.1 | 32 | 68 | 32 | 68 | 32 | 68 |  |  |  |  | No
ERVs | Systemair Inc. | Greentek | SS3.80FSDERV | 25 | 0.1 | 49 | 104 | 49 | 104 | 46 | 97 | 65 | 20 | 42 | 30 | No
ERVs | Systemair Inc. | Greentek | SS3.80FSDERV | 50 | 0.2 | 46 | 97 | 47 | 100 | 41 | 87 | 65 | 20 | 42 | 30 | No
ERVs | Systemair Inc. | Greentek | SS3.80FSDERV | 75 | 0.3 | 44 | 93 | 44 | 93 | 41 | 87 | 65 | 20 | 42 | 30 | No
ERVs | Systemair Inc. | Greentek | SS3.80FSDERV | 100 | 0.4 | 37 | 78 | 38 | 81 | 34 | 72 | 65 | 20 | 42 | 30 | No
ERVs | Systemair Inc. | Greentek | SS3.80FSDERV | 125 | 0.5 | 34 | 72 | 35 | 74 | 29 | 61 | 65 | 20 | 42 | 30 | No
ERVs | Systemair Inc. | Greentek | SS3.80FSDERV | 150 | 0.6 | 29 | 61 | 29 | 61 | 25 | 53 | 65 | 20 | 42 | 30 | No
ERVs | Systemair Inc. | Greentek | SS3.80FSDERV | 175 | 0.7 | 23 | 49 | 23 | 49 | 18 | 38 | 65 | 20 | 42 | 30 | No
ERVs | Systemair Inc. | Greentek | SS3.80FSDERV | 200 | 0.8 | 22 | 47 | 22 | 47 | 10 | 21 | 65 | 20 | 42 | 30 | No
HRVs | Systemair Inc. | Greentek | PRS 1.5H | 25 | 0.1 | 94 | 199 | 96 | 203 | 98 | 208 | 74 | 30 | 64 | 54 | Yes
HRVs | Systemair Inc. | Greentek | PRS 1.5H | 50 | 0.2 | 88 | 186 | 90 | 191 | 92 | 195 | 74 | 30 | 64 | 54 | Yes
HRVs | Systemair Inc. | Greentek | PRS 1.5H | 75 | 0.3 | 82 | 174 | 84 | 178 | 86 | 182 | 74 | 30 | 64 | 54 | Yes
HRVs | Systemair Inc. | Greentek | PRS 1.5H | 100 | 0.4 | 76 | 161 | 78 | 165 | 80 | 170 | 74 | 30 | 64 | 54 | Yes
HRVs | Systemair Inc. | Greentek | PRS 1.5H | 125 | 0.5 | 70 | 148 | 72 | 153 | 74 | 157 | 74 | 30 | 64 | 54 | Yes
HRVs | Systemair Inc. | Greentek | PRS 1.5H | 150 | 0.6 | 63 | 133 | 65 | 138 | 67 | 142 | 74 | 30 | 64 | 54 | Yes
HRVs | Systemair Inc. | Greentek | PRS 1.5H | 175 | 0.7 | 57 | 121 | 59 | 125 | 61 | 129 | 74 | 30 | 64 | 54 | Yes
HRVs | Systemair Inc. | Greentek | PRS 1.5H | 200 | 0.8 | 51 | 108 | 53 | 112 | 55 | 117 | 74 | 30 | 64 | 54 | Yes
HRVs | Systemair Inc. | Greentek | PRS 1.5H | 225 | 0.9 | 45 | 95 | 47 | 100 | 49 | 104 | 74 | 30 | 64 | 54 | Yes
HRVs | Systemair Inc. | Greentek | PRS 1.5H | 250 | 1.0 | 39 | 83 | 41 | 87 | 43 | 91 | 74 | 30 | 64 | 54 | Yes
HRVs | Systemair Inc. | Greentek | PRS 2.0H | 25 | 0.1 | 121 | 256 | 122 | 259 | 125 | 265 | 75 | 31 | 66 | 50 | Yes
HRVs | Systemair Inc. | Greentek | PRS 2.0H | 50 | 0.2 | 110 | 233 | 111 | 235 | 115 | 244 | 75 | 31 | 66 | 50 | Yes
HRVs | Systemair Inc. | Greentek | PRS 2.0H | 75 | 0.3 | 99 | 210 | 100 | 212 | 106 | 225 | 75 | 31 | 66 | 50 | Yes
HRVs | Systemair Inc. | Greentek | PRS 2.0H | 100 | 0.4 | 89 | 189 | 90 | 191 | 98 | 208 | 75 | 31 | 66 | 50 | Yes
HRVs | Systemair Inc. | Greentek | PRS 2.0H | 125 | 0.5 | 78 | 165 | 79 | 167 | 89 | 189 | 75 | 31 | 66 | 50 | Yes
HRVs | Systemair Inc. | Greentek | PRS 2.0H | 150 | 0.6 | 68 | 144 | 69 | 146 | 80 | 170 | 75 | 31 | 66 | 50 | Yes
HRVs | Systemair Inc. | Greentek | PRS 2.0H | 175 | 0.7 | 58 | 123 | 59 | 125 | 72 | 153 | 75 | 31 | 66 | 50 | Yes
HRVs | Systemair Inc. | Greentek | PRS 2.0H | 200 | 0.8 | 48 | 102 | 49 | 104 | 64 | 136 | 75 | 31 | 66 | 50 | Yes
HRVs | Systemair Inc. | Greentek | PRS 2.0H | 225 | 0.9 | 38 | 81 | 39 | 83 | 54 | 114 | 75 | 31 | 66 | 50 | Yes
HRVs | Systemair Inc. | Greentek | PRS 2.0H | 250 | 1.0 | 28 | 59 | 29 | 61 | 45 | 95 | 75 | 31 | 66 | 50 | Yes
HRVs | Systemair Inc. | Greentek | Solace 1.5H-EC | 25 | 0.1 | 93 | 197 | 94 | 199 | 100 | 212 | 84 | 33 | 70 | 23 | Yes
HRVs | Systemair Inc. | Greentek | Solace 1.5H-EC | 50 | 0.2 | 89 | 189 | 90 | 191 | 95 | 201 | 84 | 33 | 70 | 23 | Yes
HRVs | Systemair Inc. | Greentek | Solace 1.5H-EC | 75 | 0.3 | 85 | 180 | 86 | 182 | 90 | 191 | 84 | 33 | 70 | 23 | Yes
HRVs | Systemair Inc. | Greentek | Solace 1.5H-EC | 100 | 0.4 | 81 | 172 | 82 | 174 | 85 | 180 | 84 | 33 | 70 | 23 | Yes
HRVs | Systemair Inc. | Greentek | Solace 1.5H-EC | 125 | 0.5 | 76 | 161 | 78 | 165 | 80 | 170 | 84 | 33 | 70 | 23 | Yes
HRVs | Systemair Inc. | Greentek | Solace 1.5H-EC | 150 | 0.6 | 72 | 153 | 73 | 155 | 75 | 159 | 84 | 33 | 70 | 23 | Yes
HRVs | Systemair Inc. | Greentek | Solace 1.5H-EC | 175 | 0.7 | 67 | 142 | 68 | 144 | 69 | 146 | 84 | 33 | 70 | 23 | Yes
HRVs | Systemair Inc. | Greentek | Solace 1.5H-EC | 200 | 0.8 | 62 | 131 | 63 | 133 | 63 | 133 | 84 | 33 | 70 | 23 | Yes
HRVs | Systemair Inc. | Greentek | Solace 1.5H-EC | 225 | 0.9 | 56 | 119 | 57 | 121 | 57 | 121 | 84 | 33 | 70 | 23 | Yes
HRVs | Systemair Inc. | Greentek | Solace 1.5H-EC | 250 | 1.0 | 50 | 106 | 50 | 106 | 50 | 106 | 84 | 33 | 70 | 23 | Yes
HRVs | Systemair Inc. | Greentek | Solace 1.2H | 25 | 0.1 | 62 | 131 | 65 | 138 | 68 | 144 | 81 | 33 | 70 | 69 | Yes
HRVs | Systemair Inc. | Greentek | Solace 1.2H | 50 | 0.2 | 59 | 125 | 62 | 131 | 65 | 138 | 81 | 33 | 70 | 69 | Yes
HRVs | Systemair Inc. | Greentek | Solace 1.2H | 75 | 0.3 | 56 | 119 | 59 | 125 | 62 | 131 | 81 | 33 | 70 | 69 | Yes
HRVs | Systemair Inc. | Greentek | Solace 1.2H | 100 | 0.4 | 53 | 112 | 55 | 117 | 59 | 125 | 81 | 33 | 70 | 69 | Yes
HRVs | Systemair Inc. | Greentek | Solace 1.2H | 125 | 0.5 | 50 | 106 | 52 | 110 | 55 | 117 | 81 | 33 | 70 | 69 | Yes
HRVs | Systemair Inc. | Greentek | Solace 1.2H | 150 | 0.6 | 46 | 97 | 48 | 102 | 51 | 108 | 81 | 33 | 70 | 69 | Yes
HRVs | Systemair Inc. | Greentek | Solace 1.2H | 175 | 0.7 | 42 | 89 | 44 | 93 | 46 | 97 | 81 | 33 | 70 | 69 | Yes
HRVs | Systemair Inc. | Greentek | Solace 1.2H | 200 | 0.8 | 38 | 81 | 40 | 85 | 41 | 87 | 81 | 33 | 70 | 69 | Yes
HRVs | Systemair Inc. | Greentek | Solace 1.2H | 225 | 0.9 | 34 | 72 | 36 | 76 | 36 | 76 | 81 | 33 | 70 | 69 | Yes
HRVs | Systemair Inc. | Greentek | Solace 1.2H | 250 | 1.0 | 30 | 64 | 31 | 66 | 31 | 66 | 81 | 33 | 70 | 69 | Yes
HRVs | Systemair Inc. | Greentek | SS3.80FSDHRV | 25 | 0.1 | 46 | 97 | 46 | 97 | 47 | 100 | 69 | 23 | 49 | 32 | No
HRVs | Systemair Inc. | Greentek | SS3.80FSDHRV | 50 | 0.2 | 42 | 89 | 42 | 89 | 43 | 91 | 69 | 23 | 49 | 32 | No
HRVs | Systemair Inc. | Greentek | SS3.80FSDHRV | 75 | 0.3 | 38 | 81 | 38 | 81 | 41 | 87 | 69 | 23 | 49 | 32 | No
HRVs | Systemair Inc. | Greentek | SS3.80FSDHRV | 100 | 0.4 | 34 | 72 | 35 | 74 | 38 | 81 | 69 | 23 | 49 | 32 | No
HRVs | Systemair Inc. | Greentek | SS3.80FSDHRV | 125 | 0.5 | 31 | 66 | 31 | 66 | 34 | 72 | 69 | 23 | 49 | 32 | No
HRVs | Systemair Inc. | Greentek | SS3.80FSDHRV | 150 | 0.6 | 26 | 55 | 26 | 55 | 29 | 61 | 69 | 23 | 49 | 32 | No
HRVs | Systemair Inc. | Greentek | SS3.80FSDHRV | 175 | 0.7 | 21 | 44 | 22 | 47 | 20 | 42 | 69 | 23 | 49 | 32 | No
HRVs | Systemair Inc. | Greentek | C3.14HRV | 25 | 0.1 | 69 | 146 | 70 | 148 | 76 | 161 | 75 | 24 | 51 | 52 | No
HRVs | Systemair Inc. | Greentek | C3.14HRV | 50 | 0.2 | 66 | 140 | 67 | 142 | 72 | 153 | 75 | 24 | 51 | 52 | No
HRVs | Systemair Inc. | Greentek | C3.14HRV | 75 | 0.3 | 62 | 131 | 63 | 133 | 68 | 144 | 75 | 24 | 51 | 52 | No
HRVs | Systemair Inc. | Greentek | C3.14HRV | 100 | 0.4 | 58 | 123 | 59 | 125 | 63 | 133 | 75 | 24 | 51 | 52 | No
HRVs | Systemair Inc. | Greentek | C3.14HRV | 125 | 0.5 | 54 | 114 | 55 | 117 | 58 | 123 | 75 | 24 | 51 | 52 | No
HRVs | Systemair Inc. | Greentek | C3.14HRV | 150 | 0.6 | 49 | 104 | 50 | 106 | 53 | 112 | 75 | 24 | 51 | 52 | No
HRVs | Systemair Inc. | Greentek | C3.14HRV | 175 | 0.7 | 44 | 93 | 45 | 95 | 48 | 102 | 75 | 24 | 51 | 52 | No
HRVs | Systemair Inc. | Greentek | C3.14HRV | 200 | 0.8 | 39 | 83 | 40 | 85 | 42 | 89 | 75 | 24 | 51 | 52 | No
HRVs | Systemair Inc. | Greentek | C3.14HRV | 225 | 0.9 | 34 | 72 | 35 | 74 | 36 | 76 | 75 | 24 | 51 | 52 | No
HRVs | Systemair Inc. | Greentek | C3.14HRV | 250 | 1.0 | 30 | 64 | 30 | 64 | 29 | 61 | 75 | 24 | 51 | 52 | No
HRVs | Systemair Inc. | Greentek | RNC 12 | 25 | 0.1 | 49 | 104 | 50 | 106 | 50 | 106 | 76 | 24 | 51 | 42 | No
HRVs | Systemair Inc. | Greentek | RNC 12 | 50 | 0.2 | 46 | 97 | 47 | 100 | 47 | 100 | 76 | 24 | 51 | 42 | No
HRVs | Systemair Inc. | Greentek | RNC 12 | 75 | 0.3 | 43 | 91 | 44 | 93 | 43 | 91 | 76 | 24 | 51 | 42 | No
HRVs | Systemair Inc. | Greentek | RNC 12 | 100 | 0.4 | 40 | 85 | 41 | 87 | 39 | 83 | 76 | 24 | 51 | 42 | No
HRVs | Systemair Inc. | Greentek | RNC 12 | 125 | 0.5 | 37 | 78 | 38 | 81 | 35 | 74 | 76 | 24 | 51 | 42 | No
HRVs | Systemair Inc. | Greentek | RNC 12 | 150 | 0.6 | 33 | 70 | 34 | 72 | 31 | 66 | 76 | 24 | 51 | 42 | No
HRVs | Systemair Inc. | Greentek | RNC 12 | 175 | 0.7 | 27 | 57 | 28 | 59 | 25 | 53 | 76 | 24 | 51 | 42 | No
HRVs | Systemair Inc. | Greentek | RNC 12 | 200 | 0.8 | 20 | 42 | 20 | 42 | 19 | 40 | 76 | 24 | 51 | 42 | No
HRVs | Systemair Inc. | Greentek | PH 7.15 | 25 | 0.1 | 91 | 193 | 91 | 193 | 103 | 218 | 66 | 31 | 66 | 72 | No
HRVs | Systemair Inc. | Greentek | PH 7.15 | 50 | 0.2 | 84 | 178 | 85 | 180 | 95 | 201 | 66 | 31 | 66 | 72 | No
HRVs | Systemair Inc. | Greentek | PH 7.15 | 75 | 0.3 | 77 | 163 | 77 | 163 | 86 | 182 | 66 | 31 | 66 | 72 | No
HRVs | Systemair Inc. | Greentek | PH 7.15 | 100 | 0.4 | 71 | 150 | 71 | 150 | 80 | 170 | 66 | 31 | 66 | 72 | No
HRVs | Systemair Inc. | Greentek | PH 7.15 | 125 | 0.5 | 63 | 133 | 63 | 133 | 71 | 150 | 66 | 31 | 66 | 72 | No
HRVs | Systemair Inc. | Greentek | PH 7.15 | 150 | 0.6 | 57 | 121 | 57 | 121 | 66 | 140 | 66 | 31 | 66 | 72 | No
HRVs | Systemair Inc. | Greentek | PH 7.15 | 175 | 0.7 | 51 | 108 | 51 | 108 | 57 | 121 | 66 | 31 | 66 | 72 | No
HRVs | Systemair Inc. | Greentek | PH 7.15 | 200 | 0.8 | 46 | 97 | 46 | 97 | 50 | 106 | 66 | 31 | 66 | 72 | No
HRVs | Systemair Inc. | Greentek | PH 7.15 | 225 | 0.9 | 40 | 85 | 40 | 85 | 43 | 91 | 66 | 31 | 66 | 72 | No
HRVs | Systemair Inc. | Greentek | PH 7.15 | 250 | 1.0 | 35 | 74 | 36 | 76 | 39 | 83 | 66 | 31 | 66 | 72 | No
HRVs | Systemair Inc. | Greentek | PH 7.15 | 275 | 1.1 | 29 | 61 | 29 | 61 | 34 | 72 | 66 | 31 | 66 | 72 | No
HRVs | Systemair Inc. | Greentek | RNC 1.5 | 25 | 0.1 | 91 | 193 | 91 | 193 | 103 | 218 | 66 | 31 | 66 | 72 | No
HRVs | Systemair Inc. | Greentek | RNC 1.5 | 50 | 0.2 | 84 | 178 | 85 | 180 | 95 | 201 | 66 | 31 | 66 | 72 | No
HRVs | Systemair Inc. | Greentek | RNC 1.5 | 75 | 0.3 | 77 | 163 | 77 | 163 | 86 | 182 | 66 | 31 | 66 | 72 | No
HRVs | Systemair Inc. | Greentek | RNC 1.5 | 100 | 0.4 | 71 | 150 | 71 | 150 | 80 | 170 | 66 | 31 | 66 | 72 | No
HRVs | Systemair Inc. | Greentek | RNC 1.5 | 125 | 0.5 | 63 | 133 | 63 | 133 | 71 | 150 | 66 | 31 | 66 | 72 | No
HRVs | Systemair Inc. | Greentek | RNC 1.5 | 150 | 0.6 | 57 | 121 | 57 | 121 | 66 | 140 | 66 | 31 | 66 | 72 | No
HRVs | Systemair Inc. | Greentek | RNC 1.5 | 175 | 0.7 | 51 | 108 | 51 | 108 | 57 | 121 | 66 | 31 | 66 | 72 | No
HRVs | Systemair Inc. | Greentek | RNC 1.5 | 200 | 0.8 | 46 | 97 | 46 | 97 | 50 | 106 | 66 | 31 | 66 | 72 | No
HRVs | Systemair Inc. | Greentek | RNC 1.5 | 225 | 0.9 | 40 | 85 | 40 | 85 | 43 | 91 | 66 | 31 | 66 | 72 | No
HRVs | Systemair Inc. | Greentek | RNC 1.5 | 250 | 1.0 | 35 | 74 | 36 | 76 | 39 | 83 | 66 | 31 | 66 | 72 | No
HRVs | Systemair Inc. | Greentek | RNC 1.5 | 275 | 1.1 | 29 | 61 | 29 | 61 | 34 | 72 | 66 | 31 | 66 | 72 | No
HRVs | Systemair Inc. | Greentek | PH 10.22 | 25 | 0.1 | 119 | 252 | 119 | 252 | 121 | 256 | 75 | 29 | 61 | 62 | No
HRVs | Systemair Inc. | Greentek | PH 10.22 | 50 | 0.2 | 111 | 235 | 112 | 237 | 113 | 239 | 75 | 29 | 61 | 62 | No
HRVs | Systemair Inc. | Greentek | PH 10.22 | 75 | 0.3 | 103 | 218 | 104 | 220 | 104 | 220 | 75 | 29 | 61 | 62 | No
HRVs | Systemair Inc. | Greentek | PH 10.22 | 100 | 0.4 | 95 | 201 | 96 | 203 | 95 | 201 | 75 | 29 | 61 | 62 | No
HRVs | Systemair Inc. | Greentek | PH 10.22 | 125 | 0.5 | 86 | 182 | 87 | 184 | 86 | 182 | 75 | 29 | 61 | 62 | No
HRVs | Systemair Inc. | Greentek | PH 10.22 | 150 | 0.6 | 79 | 167 | 79 | 167 | 77 | 163 | 75 | 29 | 61 | 62 | No
HRVs | Systemair Inc. | Greentek | PH 10.22 | 175 | 0.7 | 70 | 148 | 70 | 148 | 68 | 144 | 75 | 29 | 61 | 62 | No
HRVs | Systemair Inc. | Greentek | PH 10.22 | 200 | 0.8 | 62 | 131 | 63 | 133 | 59 | 125 | 75 | 29 | 61 | 62 | No
HRVs | Systemair Inc. | Greentek | PH 10.22 | 225 | 0.9 | 54 | 114 | 54 | 114 | 50 | 106 | 75 | 29 | 61 | 62 | No
HRVs | Systemair Inc. | Greentek | PH 10.22 | 250 | 1.0 | 47 | 100 | 47 | 100 | 43 | 91 | 75 | 29 | 61 | 62 | No
HRVs | Systemair Inc. | Greentek | PH 10.22 | 275 | 1.1 | 40 | 85 | 40 | 85 | 36 | 76 | 75 | 29 | 61 | 62 | No
HRVs | Systemair Inc. | Greentek | PH 10.22ES | 25 | 0.1 | 111 | 235 | 112 | 237 | 120 | 254 | 75 | 31 | 66 | 58 | No
HRVs | Systemair Inc. | Greentek | PH 10.22ES | 50 | 0.2 | 102 | 216 | 103 | 218 | 111 | 235 | 75 | 31 | 66 | 58 | No
HRVs | Systemair Inc. | Greentek | PH 10.22ES | 75 | 0.3 | 93 | 197 | 94 | 199 | 102 | 216 | 75 | 31 | 66 | 58 | No
HRVs | Systemair Inc. | Greentek | PH 10.22ES | 100 | 0.4 | 85 | 180 | 86 | 182 | 92 | 195 | 75 | 31 | 66 | 58 | No
HRVs | Systemair Inc. | Greentek | PH 10.22ES | 125 | 0.5 | 78 | 165 | 79 | 167 | 83 | 176 | 75 | 31 | 66 | 58 | No
HRVs | Systemair Inc. | Greentek | PH 10.22ES | 150 | 0.6 | 70 | 148 | 71 | 150 | 75 | 159 | 75 | 31 | 66 | 58 | No
HRVs | Systemair Inc. | Greentek | PH 10.22ES | 175 | 0.7 | 62 | 131 | 63 | 133 | 66 | 140 | 75 | 31 | 66 | 58 | No
HRVs | Systemair Inc. | Greentek | PH 10.22ES | 200 | 0.8 | 54 | 114 | 55 | 117 | 57 | 121 | 75 | 31 | 66 | 58 | No
HRVs | Systemair Inc. | Greentek | PH 10.22ES | 225 | 0.9 | 47 | 100 | 47 | 100 | 49 | 104 | 75 | 31 | 66 | 58 | No
HRVs | Systemair Inc. | Greentek | PH 10.22ES | 250 | 1.0 | 38 | 81 | 39 | 83 | 42 | 89 | 75 | 31 | 66 | 58 | No
HRVs | Systemair Inc. | Greentek | PH 10.22ES | 275 | 1.1 | 29 | 61 | 29 | 61 | 35 | 74 | 75 | 31 | 66 | 58 | No
HRVs | Systemair Inc. | Greentek | RNC 2.0ES | 25 | 0.1 | 111 | 235 | 112 | 237 | 120 | 254 | 75 | 31 | 66 | 58 | No
HRVs | Systemair Inc. | Greentek | RNC 2.0ES | 50 | 0.2 | 102 | 216 | 103 | 218 | 111 | 235 | 75 | 31 | 66 | 58 | No
HRVs | Systemair Inc. | Greentek | RNC 2.0ES | 75 | 0.3 | 93 | 197 | 94 | 199 | 102 | 216 | 75 | 31 | 66 | 58 | No
HRVs | Systemair Inc. | Greentek | RNC 2.0ES | 100 | 0.4 | 85 | 180 | 86 | 182 | 92 | 195 | 75 | 31 | 66 | 58 | No
HRVs | Systemair Inc. | Greentek | RNC 2.0ES | 125 | 0.5 | 78 | 165 | 79 | 167 | 83 | 176 | 75 | 31 | 66 | 58 | No
HRVs | Systemair Inc. | Greentek | RNC 2.0ES | 150 | 0.6 | 70 | 148 | 71 | 150 | 75 | 159 | 75 | 31 | 66 | 58 | No
HRVs | Systemair Inc. | Greentek | RNC 2.0ES | 175 | 0.7 | 62 | 131 | 63 | 133 | 66 | 140 | 75 | 31 | 66 | 58 | No
HRVs | Systemair Inc. | Greentek | RNC 2.0ES | 200 | 0.8 | 54 | 114 | 55 | 117 | 57 | 121 | 75 | 31 | 66 | 58 | No
HRVs | Systemair Inc. | Greentek | RNC 2.0ES | 225 | 0.9 | 47 | 100 | 47 | 100 | 49 | 104 | 75 | 31 | 66 | 58 | No
HRVs | Systemair Inc. | Greentek | RNC 2.0ES | 250 | 1.0 | 38 | 81 | 39 | 83 | 42 | 89 | 75 | 31 | 66 | 58 | No
HRVs | Systemair Inc. | Greentek | RNC 2.0ES | 275 | 1.1 | 29 | 61 | 29 | 61 | 35 | 74 | 75 | 31 | 66 | 58 | No
HRVs | Systemair Inc. | Greentek | PH 7.15ES | 25 | 0.1 | 71 | 150 | 72 | 153 | 80 | 170 | 70 | 30 | 64 | 52 | No
HRVs | Systemair Inc. | Greentek | PH 7.15ES | 50 | 0.2 | 64 | 136 | 65 | 138 | 73 | 155 | 70 | 30 | 64 | 52 | No
HRVs | Systemair Inc. | Greentek | PH 7.15ES | 75 | 0.3 | 58 | 123 | 58 | 123 | 66 | 140 | 70 | 30 | 64 | 52 | No
HRVs | Systemair Inc. | Greentek | PH 7.15ES | 100 | 0.4 | 52 | 110 | 52 | 110 | 59 | 125 | 70 | 30 | 64 | 52 | No
HRVs | Systemair Inc. | Greentek | PH 7.15ES | 125 | 0.5 | 47 | 100 | 47 | 100 | 52 | 110 | 70 | 30 | 64 | 52 | No
HRVs | Systemair Inc. | Greentek | PH 7.15ES | 150 | 0.6 | 40 | 85 | 41 | 87 | 47 | 100 | 70 | 30 | 64 | 52 | No
HRVs | Systemair Inc. | Greentek | PH 7.15ES | 175 | 0.7 | 33 | 70 | 33 | 70 | 40 | 85 | 70 | 30 | 64 | 52 | No
HRVs | Systemair Inc. | Greentek | PH 7.15ES | 200 | 0.8 | 24 | 51 | 24 | 51 | 34 | 72 | 70 | 30 | 64 | 52 | No
HRVs | Systemair Inc. | Greentek | PRS 0.7H | 25 | 0.1 | 39 | 83 | 39 | 83 | 40 | 85 | 63 | 31 | 66 | 42 | Yes
HRVs | Systemair Inc. | Greentek | PRS 0.7H | 50 | 0.2 | 35 | 74 | 35 | 74 | 36 | 76 | 63 | 31 | 66 | 42 | Yes
HRVs | Systemair Inc. | Greentek | PRS 0.7H | 75 | 0.3 | 32 | 68 | 32 | 68 | 32 | 68 | 63 | 31 | 66 | 42 | Yes
HRVs | Systemair Inc. | Greentek | PRS 0.7H | 100 | 0.4 | 28 | 59 | 28 | 59 | 28 | 59 | 63 | 31 | 66 | 42 | Yes
HRVs | Systemair Inc. | Greentek | PRS 0.7H | 125 | 0.5 | 24 | 51 | 24 | 51 | 23 | 49 | 63 | 31 | 66 | 42 | Yes
HRVs | Systemair Inc. | Greentek | PRS 0.7H | 150 | 0.6 | 19 | 40 | 19 | 40 | 18 | 38 | 63 | 31 | 66 | 42 | Yes
HRVs | Systemair Inc. | Greentek | Solace 2.0H | 25 | 0.1 | 107 | 227 | 112 | 237 | 117 | 248 | 80 | 40 | 85 | 98 | Yes
HRVs | Systemair Inc. | Greentek | Solace 2.0H | 50 | 0.2 | 104 | 220 | 108 | 229 | 113 | 239 | 80 | 40 | 85 | 98 | Yes
HRVs | Systemair Inc. | Greentek | Solace 2.0H | 75 | 0.3 | 100 | 212 | 105 | 222 | 108 | 229 | 80 | 40 | 85 | 98 | Yes
HRVs | Systemair Inc. | Greentek | Solace 2.0H | 100 | 0.4 | 96 | 203 | 100 | 212 | 103 | 218 | 80 | 40 | 85 | 98 | Yes
HRVs | Systemair Inc. | Greentek | Solace 2.0H | 125 | 0.5 | 92 | 195 | 96 | 203 | 98 | 208 | 80 | 40 | 85 | 98 | Yes
HRVs | Systemair Inc. | Greentek | Solace 2.0H | 150 | 0.6 | 88 | 186 | 92 | 195 | 93 | 197 | 80 | 40 | 85 | 98 | Yes
HRVs | Systemair Inc. | Greentek | Solace 2.0H | 175 | 0.7 | 84 | 178 | 88 | 186 | 88 | 186 | 80 | 40 | 85 | 98 | Yes
HRVs | Systemair Inc. | Greentek | Solace 2.0H | 200 | 0.8 | 80 | 170 | 83 | 176 | 83 | 176 | 80 | 40 | 85 | 98 | Yes
HRVs | Systemair Inc. | Greentek | Solace 2.0H | 225 | 0.9 | 75 | 159 | 79 | 167 | 78 | 165 | 80 | 40 | 85 | 98 | Yes
HRVs | Systemair Inc. | Greentek | Solace 2.0H | 250 | 1.0 | 71 | 150 | 74 | 157 | 72 | 153 | 80 | 40 | 85 | 98 | Yes
HRVs | Systemair Inc. | Greentek | Solace 2.5H-EC | 25 | 0.1 | 129 | 273 | 138 | 292 | 145 | 307 | 82 | 40 | 85 | 34 | Yes
HRVs | Systemair Inc. | Greentek | Solace 2.5H-EC | 50 | 0.2 | 126 | 267 | 134 | 284 | 141 | 299 | 82 | 40 | 85 | 34 | Yes
HRVs | Systemair Inc. | Greentek | Solace 2.5H-EC | 75 | 0.3 | 122 | 259 | 131 | 278 | 138 | 292 | 82 | 40 | 85 | 34 | Yes
HRVs | Systemair Inc. | Greentek | Solace 2.5H-EC | 100 | 0.4 | 119 | 252 | 128 | 271 | 134 | 284 | 82 | 40 | 85 | 34 | Yes
HRVs | Systemair Inc. | Greentek | Solace 2.5H-EC | 125 | 0.5 | 116 | 246 | 124 | 263 | 130 | 275 | 82 | 40 | 85 | 34 | Yes
HRVs | Systemair Inc. | Greentek | Solace 2.5H-EC | 150 | 0.6 | 113 | 239 | 121 | 256 | 126 | 267 | 82 | 40 | 85 | 34 | Yes
HRVs | Systemair Inc. | Greentek | Solace 2.5H-EC | 175 | 0.7 | 110 | 233 | 117 | 248 | 122 | 259 | 82 | 40 | 85 | 34 | Yes
HRVs | Systemair Inc. | Greentek | Solace 2.5H-EC | 200 | 0.8 | 106 | 225 | 114 | 242 | 118 | 250 | 82 | 40 | 85 | 34 | Yes
HRVs | Systemair Inc. | Greentek | Solace 2.5H-EC | 225 | 0.9 | 103 | 218 | 110 | 233 | 113 | 239 | 82 | 40 | 85 | 34 | Yes
HRVs | Systemair Inc. | Greentek | Solace 2.5H-EC | 250 | 1.0 | 99 | 210 | 106 | 225 | 108 | 229 | 82 | 40 | 85 | 34 | Yes
HRVs | Systemair Inc. | Greentek | RNC 1.0 HRV | 25 | 0.1 | 70 | 148 | 71 | 150 | 76 | 161 | 75 | 24 | 51 | 48 | Yes
HRVs | Systemair Inc. | Greentek | RNC 1.0 HRV | 50 | 0.2 | 66 | 140 | 67 | 142 | 72 | 153 | 75 | 24 | 51 | 48 | Yes
HRVs | Systemair Inc. | Greentek | RNC 1.0 HRV | 75 | 0.3 | 62 | 131 | 62 | 131 | 67 | 142 | 75 | 24 | 51 | 48 | Yes
HRVs | Systemair Inc. | Greentek | RNC 1.0 HRV | 100 | 0.4 | 57 | 121 | 58 | 123 | 62 | 131 | 75 | 24 | 51 | 48 | Yes
HRVs | Systemair Inc. | Greentek | RNC 1.0 HRV | 125 | 0.5 | 53 | 112 | 54 | 114 | 58 | 123 | 75 | 24 | 51 | 48 | Yes
HRVs | Systemair Inc. | Greentek | RNC 1.0 HRV | 150 | 0.6 | 49 | 104 | 49 | 104 | 52 | 110 | 75 | 24 | 51 | 48 | Yes
HRVs | Systemair Inc. | Greentek | RNC 1.0 HRV | 175 | 0.7 | 44 | 93 | 44 | 93 | 47 | 100 | 75 | 24 | 51 | 48 | Yes
HRVs | Systemair Inc. | Greentek | RNC 1.0 HRV | 200 | 0.8 | 39 | 83 | 40 | 85 | 42 | 89 | 75 | 24 | 51 | 48 | Yes
HRVs | Systemair Inc. | Greentek | RNC 1.0 HRV | 225 | 0.9 | 34 | 72 | 35 | 74 | 35 | 74 | 75 | 24 | 51 | 48 | Yes
HRVs | Systemair Inc. | Greentek | RNC 1.0 HRV | 250 | 1.0 | 29 | 61 | 29 | 61 | 29 | 61 | 75 | 24 | 51 | 48 | Yes
HRVs | Systemair Inc. | Greentek | Solace 1.5H | 25 | 0.1 | 85 | 180 | 88 | 186 | 93 | 197 | 81 | 33 | 70 | 59 | Yes
HRVs | Systemair Inc. | Greentek | Solace 1.5H | 50 | 0.2 | 80 | 170 | 83 | 176 | 87 | 184 | 81 | 33 | 70 | 59 | Yes
HRVs | Systemair Inc. | Greentek | Solace 1.5H | 75 | 0.3 | 76 | 161 | 79 | 167 | 82 | 174 | 81 | 33 | 70 | 59 | Yes
HRVs | Systemair Inc. | Greentek | Solace 1.5H | 100 | 0.4 | 71 | 150 | 74 | 157 | 77 | 163 | 81 | 33 | 70 | 59 | Yes
HRVs | Systemair Inc. | Greentek | Solace 1.5H | 125 | 0.5 | 66 | 140 | 69 | 146 | 72 | 153 | 81 | 33 | 70 | 59 | Yes
HRVs | Systemair Inc. | Greentek | Solace 1.5H | 150 | 0.6 | 62 | 131 | 64 | 136 | 67 | 142 | 81 | 33 | 70 | 59 | Yes
HRVs | Systemair Inc. | Greentek | Solace 1.5H | 175 | 0.7 | 57 | 121 | 59 | 125 | 62 | 131 | 81 | 33 | 70 | 59 | Yes
HRVs | Systemair Inc. | Greentek | Solace 1.5H | 200 | 0.8 | 52 | 110 | 54 | 114 | 56 | 119 | 81 | 33 | 70 | 59 | Yes
HRVs | Systemair Inc. | Greentek | Solace 1.5H | 225 | 0.9 | 47 | 100 | 49 | 104 | 51 | 108 | 81 | 33 | 70 | 59 | Yes
HRVs | Systemair Inc. | Greentek | Solace 1.5H | 250 | 1.0 | 42 | 89 | 43 | 91 | 45 | 95 | 81 | 33 | 70 | 59 | Yes
ERVs | Systemair Inc. | Greentek | P 0.7E | 25 | 0.1 | 42 | 89 | 44 | 93 | 44 | 93 | 70 | 24 | 51 | 40 | Yes
ERVs | Systemair Inc. | Greentek | P 0.7E | 50 | 0.2 | 39 | 83 | 41 | 87 | 41 | 87 | 70 | 24 | 51 | 40 | Yes
ERVs | Systemair Inc. | Greentek | P 0.7E | 75 | 0.3 | 36 | 76 | 38 | 81 | 38 | 81 | 70 | 24 | 51 | 40 | Yes
ERVs | Systemair Inc. | Greentek | P 0.7E | 100 | 0.4 | 33 | 70 | 34 | 72 | 34 | 72 | 70 | 24 | 51 | 40 | Yes
ERVs | Systemair Inc. | Greentek | P 0.7E | 125 | 0.5 | 29 | 61 | 31 | 66 | 31 | 66 | 70 | 24 | 51 | 40 | Yes
ERVs | Systemair Inc. | Greentek | P 0.7E | 150 | 0.6 | 25 | 53 | 26 | 55 | 26 | 55 | 70 | 24 | 51 | 40 | Yes
ERVs | Systemair Inc. | Greentek | P 0.7E | 175 | 0.7 | 21 | 44 | 22 | 47 | 22 | 47 | 70 | 24 | 51 | 40 | Yes
ERVs | Systemair Inc. | Greentek | P 1.2E-D-EC | 25 | 0.1 | 72 | 153 | 74 | 157 | 74 | 157 | 77 | 24 | 51 | 23 | Yes
ERVs | Systemair Inc. | Greentek | P 1.2E-D-EC | 50 | 0.2 | 69 | 146 | 71 | 150 | 70 | 148 | 77 | 24 | 51 | 23 | Yes
ERVs | Systemair Inc. | Greentek | P 1.2E-D-EC | 75 | 0.3 | 65 | 138 | 67 | 142 | 66 | 140 | 77 | 24 | 51 | 23 | Yes
ERVs | Systemair Inc. | Greentek | P 1.2E-D-EC | 100 | 0.4 | 61 | 129 | 63 | 133 | 61 | 129 | 77 | 24 | 51 | 23 | Yes
ERVs | Systemair Inc. | Greentek | P 1.2E-D-EC | 125 | 0.5 | 56 | 119 | 58 | 123 | 56 | 119 | 77 | 24 | 51 | 23 | Yes
ERVs | Systemair Inc. | Greentek | P 1.2E-D-EC | 150 | 0.6 | 51 | 108 | 53 | 112 | 51 | 108 | 77 | 24 | 51 | 23 | Yes
ERVs | Systemair Inc. | Greentek | P 1.2E-D-EC | 175 | 0.7 | 46 | 97 | 47 | 100 | 45 | 95 | 77 | 24 | 51 | 23 | Yes
ERVs | Systemair Inc. | Greentek | P 1.2E-D-EC | 200 | 0.8 | 40 | 85 | 42 | 89 | 39 | 83 | 77 | 24 | 51 | 23 | Yes
ERVs | Systemair Inc. | Greentek | P 1.2E-D-EC | 225 | 0.9 | 34 | 72 | 35 | 74 | 32 | 68 | 77 | 24 | 51 | 23 | Yes
ERVs | Systemair Inc. | Greentek | P 1.2E-D-EC | 250 | 1.0 | 27 | 57 | 28 | 59 | 25 | 53 | 77 | 24 | 51 | 23 | Yes
ERVs | Systemair Inc. | Greentek | P 1.2E | 25 | 0.1 | 73 | 155 | 75 | 159 | 77 | 163 | 74 | 24 | 51 | 55 | Yes
ERVs | Systemair Inc. | Greentek | P 1.2E | 50 | 0.2 | 69 | 146 | 71 | 150 | 72 | 153 | 74 | 24 | 51 | 55 | Yes
ERVs | Systemair Inc. | Greentek | P 1.2E | 75 | 0.3 | 64 | 136 | 66 | 140 | 67 | 142 | 74 | 24 | 51 | 55 | Yes
ERVs | Systemair Inc. | Greentek | P 1.2E | 100 | 0.4 | 60 | 127 | 61 | 129 | 62 | 131 | 74 | 24 | 51 | 55 | Yes
ERVs | Systemair Inc. | Greentek | P 1.2E | 125 | 0.5 | 55 | 117 | 56 | 119 | 58 | 123 | 74 | 24 | 51 | 55 | Yes
ERVs | Systemair Inc. | Greentek | P 1.2E | 150 | 0.6 | 50 | 106 | 51 | 108 | 53 | 112 | 74 | 24 | 51 | 55 | Yes
ERVs | Systemair Inc. | Greentek | P 1.2E | 175 | 0.7 | 45 | 95 | 46 | 97 | 47 | 100 | 74 | 24 | 51 | 55 | Yes
ERVs | Systemair Inc. | Greentek | P 1.2E | 200 | 0.8 | 39 | 83 | 41 | 87 | 42 | 89 | 74 | 24 | 51 | 55 | Yes
ERVs | Systemair Inc. | Greentek | P 1.2E | 225 | 0.9 | 34 | 72 | 35 | 74 | 36 | 76 | 74 | 24 | 51 | 55 | Yes
ERVs | Systemair Inc. | Greentek | P 1.2E | 250 | 1.0 | 28 | 59 | 29 | 61 | 29 | 61 | 74 | 24 | 51 | 55 | Yes
ERVs | Systemair Inc. | Greentek | P 1.2E-D | 25 | 0.1 | 73 | 155 | 75 | 159 | 77 | 163 | 74 | 24 | 51 | 55 | Yes
ERVs | Systemair Inc. | Greentek | P 1.2E-D | 50 | 0.2 | 69 | 146 | 71 | 150 | 72 | 153 | 74 | 24 | 51 | 55 | Yes
ERVs | Systemair Inc. | Greentek | P 1.2E-D | 75 | 0.3 | 64 | 136 | 66 | 140 | 67 | 142 | 74 | 24 | 51 | 55 | Yes
ERVs | Systemair Inc. | Greentek | P 1.2E-D | 100 | 0.4 | 60 | 127 | 61 | 129 | 62 | 131 | 74 | 24 | 51 | 55 | Yes
ERVs | Systemair Inc. | Greentek | P 1.2E-D | 125 | 0.5 | 55 | 117 | 56 | 119 | 58 | 123 | 74 | 24 | 51 | 55 | Yes
ERVs | Systemair Inc. | Greentek | P 1.2E-D | 150 | 0.6 | 50 | 106 | 51 | 108 | 53 | 112 | 74 | 24 | 51 | 55 | Yes
ERVs | Systemair Inc. | Greentek | P 1.2E-D | 175 | 0.7 | 45 | 95 | 46 | 97 | 47 | 100 | 74 | 24 | 51 | 55 | Yes
ERVs | Systemair Inc. | Greentek | P 1.2E-D | 200 | 0.8 | 39 | 83 | 41 | 87 | 42 | 89 | 74 | 24 | 51 | 55 | Yes
ERVs | Systemair Inc. | Greentek | P 1.2E-D | 225 | 0.9 | 34 | 72 | 35 | 74 | 36 | 76 | 74 | 24 | 51 | 55 | Yes
ERVs | Systemair Inc. | Greentek | P 1.2E-D | 250 | 1.0 | 28 | 59 | 29 | 61 | 29 | 61 | 74 | 24 | 51 | 55 | Yes
ERVs | Systemair Inc. | Greentek | PRS 2.0E | 25 | 0.1 | 117 | 248 | 118 | 250 | 117 | 248 | 75 | 31 | 66 | 52 | Yes
ERVs | Systemair Inc. | Greentek | PRS 2.0E | 50 | 0.2 | 110 | 233 | 111 | 235 | 108 | 229 | 75 | 31 | 66 | 52 | Yes
ERVs | Systemair Inc. | Greentek | PRS 2.0E | 75 | 0.3 | 102 | 216 | 103 | 218 | 101 | 214 | 75 | 31 | 66 | 52 | Yes
ERVs | Systemair Inc. | Greentek | PRS 2.0E | 100 | 0.4 | 95 | 201 | 96 | 203 | 93 | 197 | 75 | 31 | 66 | 52 | Yes
ERVs | Systemair Inc. | Greentek | PRS 2.0E | 125 | 0.5 | 86 | 182 | 87 | 184 | 86 | 182 | 75 | 31 | 66 | 52 | Yes
ERVs | Systemair Inc. | Greentek | PRS 2.0E | 150 | 0.6 | 79 | 167 | 80 | 170 | 78 | 165 | 75 | 31 | 66 | 52 | Yes
ERVs | Systemair Inc. | Greentek | PRS 2.0E | 175 | 0.7 | 71 | 150 | 72 | 153 | 69 | 146 | 75 | 31 | 66 | 52 | Yes
ERVs | Systemair Inc. | Greentek | PRS 2.0E | 200 | 0.8 | 62 | 131 | 63 | 133 | 62 | 131 | 75 | 31 | 66 | 52 | Yes
ERVs | Systemair Inc. | Greentek | PRS 2.0E | 225 | 0.9 | 54 | 114 | 55 | 117 | 53 | 112 | 75 | 31 | 66 | 52 | Yes
ERVs | Systemair Inc. | Greentek | PRS 2.0E | 250 | 1.0 | 46 | 97 | 46 | 97 | 44 | 93 | 75 | 31 | 66 | 52 | Yes
ERVs | Systemair Inc. | Greentek | PRS 1.5E | 25 | 0.1 | 95 | 201 | 96 | 203 | 95 | 201 | 75 | 30 | 64 | 52 | Yes
ERVs | Systemair Inc. | Greentek | PRS 1.5E | 50 | 0.2 | 89 | 189 | 90 | 191 | 88 | 186 | 75 | 30 | 64 | 52 | Yes
ERVs | Systemair Inc. | Greentek | PRS 1.5E | 75 | 0.3 | 82 | 174 | 83 | 176 | 81 | 172 | 75 | 30 | 64 | 52 | Yes
ERVs | Systemair Inc. | Greentek | PRS 1.5E | 100 | 0.4 | 76 | 161 | 77 | 163 | 75 | 159 | 75 | 30 | 64 | 52 | Yes
ERVs | Systemair Inc. | Greentek | PRS 1.5E | 125 | 0.5 | 69 | 146 | 70 | 148 | 68 | 144 | 75 | 30 | 64 | 52 | Yes
ERVs | Systemair Inc. | Greentek | PRS 1.5E | 150 | 0.6 | 62 | 131 | 62 | 131 | 62 | 131 | 75 | 30 | 64 | 52 | Yes
ERVs | Systemair Inc. | Greentek | PRS 1.5E | 175 | 0.7 | 55 | 117 | 56 | 119 | 55 | 117 | 75 | 30 | 64 | 52 | Yes
ERVs | Systemair Inc. | Greentek | PRS 1.5E | 200 | 0.8 | 49 | 104 | 50 | 106 | 49 | 104 | 75 | 30 | 64 | 52 | Yes
ERVs | Systemair Inc. | Greentek | PRS 1.5E | 225 | 0.9 | 43 | 91 | 43 | 91 | 44 | 93 | 75 | 30 | 64 | 52 | Yes
ERVs | Systemair Inc. | Greentek | PRS 1.5E | 250 | 1.0 | 36 | 76 | 37 | 78 | 38 | 81 | 75 | 30 | 64 | 52 | Yes
ERVs | Lennox International | Healthy Climate | ERV5130 | 25 | 0.1 | 63 | 133 | 63 | 133 | 63 | 133 | 67 | 23 | 49 | 49 | Yes
ERVs | Lennox International | Healthy Climate | ERV5130 | 50 | 0.2 | 61 | 129 | 61 | 129 | 61 | 129 | 67 | 23 | 49 | 49 | Yes
ERVs | Lennox International | Healthy Climate | ERV5130 | 75 | 0.3 | 59 | 125 | 60 | 127 | 59 | 125 | 67 | 23 | 49 | 49 | Yes
ERVs | Lennox International | Healthy Climate | ERV5130 | 100 | 0.4 | 57 | 121 | 58 | 123 | 57 | 121 | 67 | 23 | 49 | 49 | Yes
ERVs | Lennox International | Healthy Climate | ERV5130 | 125 | 0.5 | 55 | 117 | 56 | 119 | 55 | 117 | 67 | 23 | 49 | 49 | Yes
ERVs | Lennox International | Healthy Climate | ERV5130 | 150 | 0.6 | 53 | 112 | 53 | 112 | 53 | 112 | 67 | 23 | 49 | 49 | Yes
ERVs | Lennox International | Healthy Climate | ERV5130 | 175 | 0.7 | 50 | 106 | 51 | 108 | 50 | 106 | 67 | 23 | 49 | 49 | Yes
ERVs | Lennox International | Healthy Climate | ERV5130 | 200 | 0.8 | 48 | 102 | 48 | 102 | 48 | 102 | 67 | 23 | 49 | 49 | Yes
ERVs | Lennox International | Healthy Climate | ERV5130 | 225 | 0.9 | 44 | 93 | 45 | 95 | 44 | 93 | 67 | 23 | 49 | 49 | Yes
ERVs | Lennox International | Healthy Climate | ERV5130 | 250 | 1.0 | 41 | 87 | 41 | 87 | 40 | 85 | 67 | 23 | 49 | 49 | Yes
ERVs | Lennox International | Healthy Climate | ERV5150TPD | 25 | 0.1 | 81 | 172 | 81 | 172 | 80 | 170 | 75 | 42 | 89 | 80 | Yes
ERVs | Lennox International | Healthy Climate | ERV5150TPD | 50 | 0.2 | 76 | 161 | 77 | 163 | 76 | 161 | 75 | 42 | 89 | 80 | Yes
ERVs | Lennox International | Healthy Climate | ERV5150TPD | 75 | 0.3 | 72 | 153 | 72 | 153 | 72 | 153 | 75 | 42 | 89 | 80 | Yes
ERVs | Lennox International | Healthy Climate | ERV5150TPD | 100 | 0.4 | 68 | 144 | 68 | 144 | 68 | 144 | 75 | 42 | 89 | 80 | Yes
ERVs | Lennox International | Healthy Climate | ERV5150TPD | 125 | 0.5 | 63 | 133 | 64 | 136 | 64 | 136 | 75 | 42 | 89 | 80 | Yes
ERVs | Lennox International | Healthy Climate | ERV5150TPD | 150 | 0.6 | 59 | 125 | 59 | 125 | 59 | 125 | 75 | 42 | 89 | 80 | Yes
ERVs | Lennox International | Healthy Climate | ERV5150TPD | 175 | 0.7 | 55 | 117 | 55 | 117 | 55 | 117 | 75 | 42 | 89 | 80 | Yes
ERVs | Lennox International | Healthy Climate | ERV5150TPD | 200 | 0.8 | 50 | 106 | 50 | 106 | 50 | 106 | 75 | 42 | 89 | 80 | Yes
ERVs | Lennox International | Healthy Climate | ERV5150TPD | 225 | 0.9 | 46 | 97 | 46 | 97 | 45 | 95 | 75 | 42 | 89 | 80 | Yes
ERVs | Lennox International | Healthy Climate | ERV5150TPD | 250 | 1.0 | 41 | 87 | 41 | 87 | 40 | 85 | 75 | 42 | 89 | 80 | Yes
ERVs | Lennox International | Healthy Climate | ERV5150TPD | 300 | 1.2 | 32 | 68 | 32 | 68 | 31 | 66 | 75 | 42 | 89 | 80 | Yes
ERVs | Lennox International | Healthy Climate | ERV5150TPD | 350 | 1.4 | 22 | 47 | 22 | 47 | 21 | 44 | 75 | 42 | 89 | 80 | Yes
HRVs | Lennox International | Healthy Climate | HRV6-HEX095-TPD | 25 | 0.1 | 51 | 108 | 52 | 110 | 53 | 112 | 75 | 30 | 64 | 65 | Yes
HRVs | Lennox International | Healthy Climate | HRV6-HEX095-TPD | 50 | 0.2 | 49 | 104 | 49 | 104 | 50 | 106 | 75 | 30 | 64 | 65 | Yes
HRVs | Lennox International | Healthy Climate | HRV6-HEX095-TPD | 75 | 0.3 | 45 | 95 | 46 | 97 | 47 | 100 | 75 | 30 | 64 | 65 | Yes
HRVs | Lennox International | Healthy Climate | HRV6-HEX095-TPD | 100 | 0.4 | 42 | 89 | 43 | 91 | 44 | 93 | 75 | 30 | 64 | 65 | Yes
HRVs | Lennox International | Healthy Climate | HRV6-HEX095-TPD | 125 | 0.5 | 38 | 81 | 38 | 81 | 40 | 85 | 75 | 30 | 64 | 65 | Yes
HRVs | Lennox International | Healthy Climate | HRV6-HEX095-TPD | 150 | 0.6 | 33 | 70 | 34 | 72 | 36 | 76 | 75 | 30 | 64 | 65 | Yes
HRVs | Lennox International | Healthy Climate | HRV6-HEX095-TPD | 175 | 0.7 | 28 | 59 | 29 | 61 | 32 | 68 | 75 | 30 | 64 | 65 | Yes
HRVs | Lennox International | Healthy Climate | HRV6-HEX095-TPD | 200 | 0.8 | 23 | 49 | 23 | 49 | 26 | 55 | 75 | 30 | 64 | 65 | Yes
HRVs | Lennox International | Healthy Climate | HRV6-HEX095-TPD | 225 | 0.9 | 17 | 36 | 17 | 36 | 19 | 40 | 75 | 30 | 64 | 65 | Yes
HRVs | Lennox International | Healthy Climate | HRV5270TPDECM | 25 | 0.1 | 131 | 278 | 133 | 282 | 148 | 314 | 75 | 30 | 64 | 22 | Yes
HRVs | Lennox International | Healthy Climate | HRV5270TPDECM | 50 | 0.2 | 128 | 271 | 130 | 275 | 145 | 307 | 75 | 30 | 64 | 22 | Yes
HRVs | Lennox International | Healthy Climate | HRV5270TPDECM | 75 | 0.3 | 126 | 267 | 127 | 269 | 142 | 301 | 75 | 30 | 64 | 22 | Yes
HRVs | Lennox International | Healthy Climate | HRV5270TPDECM | 100 | 0.4 | 123 | 261 | 124 | 263 | 138 | 292 | 75 | 30 | 64 | 22 | Yes
HRVs | Lennox International | Healthy Climate | HRV5270TPDECM | 125 | 0.5 | 120 | 254 | 121 | 256 | 135 | 286 | 75 | 30 | 64 | 22 | Yes
HRVs | Lennox International | Healthy Climate | HRV5270TPDECM | 150 | 0.6 | 117 | 248 | 118 | 250 | 131 | 278 | 75 | 30 | 64 | 22 | Yes
HRVs | Lennox International | Healthy Climate | HRV5270TPDECM | 175 | 0.7 | 114 | 242 | 115 | 244 | 128 | 271 | 75 | 30 | 64 | 22 | Yes
HRVs | Lennox International | Healthy Climate | HRV5270TPDECM | 200 | 0.8 | 110 | 233 | 112 | 237 | 125 | 265 | 75 | 30 | 64 | 22 | Yes
HRVs | Lennox International | Healthy Climate | HRV5270TPDECM | 225 | 0.9 | 107 | 227 | 108 | 229 | 121 | 256 | 75 | 30 | 64 | 22 | Yes
HRVs | Lennox International | Healthy Climate | HRV5270TPDECM | 250 | 1.0 | 103 | 218 | 105 | 222 | 118 | 250 | 75 | 30 | 64 | 22 | Yes
HRVs | Lennox International | Healthy Climate | HRV3195 | 25 | 0.1 | 104 | 220 | 109 | 231 | 93 | 197 | 80 | 30 | 64 | 67 | Yes
HRVs | Lennox International | Healthy Climate | HRV3195 | 50 | 0.2 | 99 | 210 | 103 | 218 | 87 | 184 | 80 | 30 | 64 | 67 | Yes
HRVs | Lennox International | Healthy Climate | HRV3195 | 75 | 0.3 | 91 | 193 | 96 | 203 | 83 | 176 | 80 | 30 | 64 | 67 | Yes
HRVs | Lennox International | Healthy Climate | HRV3195 | 100 | 0.4 | 83 | 176 | 87 | 184 | 78 | 165 | 80 | 30 | 64 | 67 | Yes
HRVs | Lennox International | Healthy Climate | HRV3195 | 125 | 0.5 | 73 | 155 | 77 | 163 | 74 | 157 | 80 | 30 | 64 | 67 | Yes
HRVs | Lennox International | Healthy Climate | HRV3195 | 150 | 0.6 | 62 | 131 | 65 | 138 | 67 | 142 | 80 | 30 | 64 | 67 | Yes
HRVs | Lennox International | Healthy Climate | HRV3195 | 175 | 0.7 | 51 | 108 | 53 | 112 | 58 | 123 | 80 | 30 | 64 | 67 | Yes
HRVs | Lennox International | Healthy Climate | HRV3195 | 200 | 0.8 | 39 | 83 | 41 | 87 | 45 | 95 | 80 | 30 | 64 | 67 | Yes
HRVs | Lennox International | Healthy Climate | HRV3195 | 225 | 0.9 | 26 | 55 | 27 | 57 | 27 | 57 | 80 | 30 | 64 | 67 | Yes
HRVs | Lennox International | Healthy Climate | HRV5-200-TPD | 25 | 0.1 | 96 | 203 | 97 | 206 | 100 | 212 | 76 | 30 | 64 | 61 | Yes
HRVs | Lennox International | Healthy Climate | HRV5-200-TPD | 50 | 0.2 | 91 | 193 | 92 | 195 | 93 | 197 | 76 | 30 | 64 | 61 | Yes
HRVs | Lennox International | Healthy Climate | HRV5-200-TPD | 75 | 0.3 | 86 | 182 | 87 | 184 | 87 | 184 | 76 | 30 | 64 | 61 | Yes
HRVs | Lennox International | Healthy Climate | HRV5-200-TPD | 100 | 0.4 | 80 | 170 | 82 | 174 | 81 | 172 | 76 | 30 | 64 | 61 | Yes
HRVs | Lennox International | Healthy Climate | HRV5-200-TPD | 125 | 0.5 | 75 | 159 | 76 | 161 | 74 | 157 | 76 | 30 | 64 | 61 | Yes
HRVs | Lennox International | Healthy Climate | HRV5-200-TPD | 150 | 0.6 | 69 | 146 | 70 | 148 | 68 | 144 | 76 | 30 | 64 | 61 | Yes
HRVs | Lennox International | Healthy Climate | HRV5-200-TPD | 175 | 0.7 | 63 | 133 | 64 | 136 | 61 | 129 | 76 | 30 | 64 | 61 | Yes
HRVs | Lennox International | Healthy Climate | HRV5-200-TPD | 200 | 0.8 | 57 | 121 | 58 | 123 | 54 | 114 | 76 | 30 | 64 | 61 | Yes
HRVs | Lennox International | Healthy Climate | HRV5-200-TPD | 225 | 0.9 | 50 | 106 | 51 | 108 | 48 | 102 | 76 | 30 | 64 | 61 | Yes
HRVs | Lennox International | Healthy Climate | HRV5-200-TPD | 250 | 1.0 | 43 | 91 | 44 | 93 | 41 | 87 | 76 | 30 | 64 | 61 | Yes
HRVs | Lennox International | Healthy Climate | HRV3150TPD | 25 | 0.1 | 88 | 186 | 92 | 195 | 91 | 193 | 59 | 39 | 83 | 96 | Yes
HRVs | Lennox International | Healthy Climate | HRV3150TPD | 50 | 0.2 | 82 | 174 | 87 | 184 | 87 | 184 | 59 | 39 | 83 | 96 | Yes
HRVs | Lennox International | Healthy Climate | HRV3150TPD | 75 | 0.3 | 78 | 165 | 81 | 172 | 82 | 174 | 59 | 39 | 83 | 96 | Yes
HRVs | Lennox International | Healthy Climate | HRV3150TPD | 100 | 0.4 | 73 | 155 | 77 | 163 | 77 | 163 | 59 | 39 | 83 | 96 | Yes
HRVs | Lennox International | Healthy Climate | HRV3150TPD | 125 | 0.5 | 69 | 146 | 72 | 153 | 72 | 153 | 59 | 39 | 83 | 96 | Yes
HRVs | Lennox International | Healthy Climate | HRV3150TPD | 150 | 0.6 | 64 | 136 | 67 | 142 | 67 | 142 | 59 | 39 | 83 | 96 | Yes
HRVs | Lennox International | Healthy Climate | HRV3150TPD | 175 | 0.7 | 60 | 127 | 63 | 133 | 62 | 131 | 59 | 39 | 83 | 96 | Yes
HRVs | Lennox International | Healthy Climate | HRV3150TPD | 200 | 0.8 | 55 | 117 | 58 | 123 | 56 | 119 | 59 | 39 | 83 | 96 | Yes
HRVs | Lennox International | Healthy Climate | HRV3150TPD | 225 | 0.9 | 50 | 106 | 52 | 110 | 51 | 108 | 59 | 39 | 83 | 96 | Yes
HRVs | Lennox International | Healthy Climate | HRV3150TPD | 250 | 1.0 | 44 | 93 | 46 | 97 | 45 | 95 | 59 | 39 | 83 | 96 | Yes
HRVs | Lennox International | Healthy Climate | HRV6-150 | 25 | 0.1 | 80 | 170 | 85 | 180 | 88 | 186 | 75 | 30 | 64 | 72 | Yes
HRVs | Lennox International | Healthy Climate | HRV6-150 | 50 | 0.2 | 75 | 159 | 79 | 167 | 81 | 172 | 75 | 30 | 64 | 72 | Yes
HRVs | Lennox International | Healthy Climate | HRV6-150 | 75 | 0.3 | 70 | 148 | 74 | 157 | 74 | 157 | 75 | 30 | 64 | 72 | Yes
HRVs | Lennox International | Healthy Climate | HRV6-150 | 100 | 0.4 | 65 | 138 | 69 | 146 | 63 | 133 | 75 | 30 | 64 | 72 | Yes
HRVs | Lennox International | Healthy Climate | HRV6-150 | 125 | 0.5 | 58 | 123 | 62 | 131 | 39 | 83 | 75 | 30 | 64 | 72 | Yes
HRVs | Lennox International | Healthy Climate | HRV5-150 | 25 | 0.1 | 80 | 170 | 85 | 180 | 88 | 186 | 75 | 30 | 64 | 72 | Yes
HRVs | Lennox International | Healthy Climate | HRV5-150 | 50 | 0.2 | 75 | 159 | 79 | 167 | 81 | 172 | 75 | 30 | 64 | 72 | Yes
HRVs | Lennox International | Healthy Climate | HRV5-150 | 75 | 0.3 | 70 | 148 | 74 | 157 | 74 | 157 | 75 | 30 | 64 | 72 | Yes
HRVs | Lennox International | Healthy Climate | HRV5-150 | 100 | 0.4 | 65 | 138 | 69 | 146 | 63 | 133 | 75 | 30 | 64 | 72 | Yes
HRVs | Lennox International | Healthy Climate | HRV5-150 | 125 | 0.5 | 58 | 123 | 62 | 131 | 39 | 83 | 75 | 30 | 64 | 72 | Yes
ERVs | Lennox International | Healthy Climate | ERV5-175-TPD | 25 | 0.1 | 91 | 193 | 95 | 201 | 90 | 191 | 77 | 23 | 49 | 60 | Yes
ERVs | Lennox International | Healthy Climate | ERV5-175-TPD | 50 | 0.2 | 86 | 182 | 90 | 191 | 85 | 180 | 77 | 23 | 49 | 60 | Yes
ERVs | Lennox International | Healthy Climate | ERV5-175-TPD | 75 | 0.3 | 81 | 172 | 85 | 180 | 80 | 170 | 77 | 23 | 49 | 60 | Yes
ERVs | Lennox International | Healthy Climate | ERV5-175-TPD | 100 | 0.4 | 76 | 161 | 79 | 167 | 75 | 159 | 77 | 23 | 49 | 60 | Yes
ERVs | Lennox International | Healthy Climate | ERV5-175-TPD | 125 | 0.5 | 71 | 150 | 74 | 157 | 70 | 148 | 77 | 23 | 49 | 60 | Yes
ERVs | Lennox International | Healthy Climate | ERV5-175-TPD | 150 | 0.6 | 66 | 140 | 69 | 146 | 65 | 138 | 77 | 23 | 49 | 60 | Yes
ERVs | Lennox International | Healthy Climate | ERV5-175-TPD | 175 | 0.7 | 60 | 127 | 63 | 133 | 59 | 125 | 77 | 23 | 49 | 60 | Yes
ERVs | Lennox International | Healthy Climate | ERV5-175-TPD | 200 | 0.8 | 55 | 117 | 57 | 121 | 54 | 114 | 77 | 23 | 49 | 60 | Yes
ERVs | Lennox International | Healthy Climate | ERV5-175-TPD | 225 | 0.9 | 49 | 104 | 51 | 108 | 49 | 104 | 77 | 23 | 49 | 60 | Yes
ERVs | Lennox International | Healthy Climate | ERV5-175-TPD | 250 | 1.0 | 43 | 91 | 45 | 95 | 43 | 91 | 77 | 23 | 49 | 60 | Yes
ERVs | Resideo Technologies Inc. | Honeywell | VNT5150E1000 | 25 | 0.1 | 97 | 206 | 99 | 210 | 99 | 210 |  |  |  |  | No
ERVs | Resideo Technologies Inc. | Honeywell | VNT5150E1000 | 50 | 0.2 | 89 | 189 | 91 | 193 | 91 | 193 |  |  |  |  | No
ERVs | Resideo Technologies Inc. | Honeywell | VNT5150E1000 | 75 | 0.3 | 88 | 186 | 84 | 178 | 84 | 178 |  |  |  |  | No
ERVs | Resideo Technologies Inc. | Honeywell | VNT5150E1000 | 100 | 0.4 | 75 | 159 | 76 | 161 | 76 | 161 | 65 | 24 | 51 | 58 | No
ERVs | Resideo Technologies Inc. | Honeywell | VNT5150E1000 | 125 | 0.5 | 70 | 148 | 71 | 150 | 69 | 146 |  |  |  |  | No
ERVs | Resideo Technologies Inc. | Honeywell | VNT5150E1000 | 150 | 0.6 | 62 | 131 | 63 | 133 | 62 | 131 |  |  |  |  | No
ERVs | Resideo Technologies Inc. | Honeywell | VNT5150E1000 | 175 | 0.7 | 55 | 117 | 55 | 117 | 55 | 117 |  |  |  |  | No
ERVs | Resideo Technologies Inc. | Honeywell | VNT5150E1000 | 200 | 0.8 | 49 | 104 | 50 | 106 | 48 | 102 |  |  |  |  | No
ERVs | Resideo Technologies Inc. | Honeywell | VNT5150E1000 | 225 | 0.9 | 42 | 89 | 43 | 91 | 43 | 91 |  |  |  |  | No
ERVs | Resideo Technologies Inc. | Honeywell | VNT5150E1000 | 250 | 1.0 | 36 | 76 | 37 | 78 | 40 | 85 |  |  |  |  | No
ERVs | Resideo Technologies Inc. | Honeywell | VNT5150E1000 | 275 | 1.1 | 32 | 68 | 32 | 68 | 32 | 68 |  |  |  |  | No
ERVs | Resideo Technologies Inc. | Honeywell | VNT5200E1000 | 25 | 0.1 | 115 | 244 | 116 | 246 | 108 | 229 | 72 | 50 | 106 | 80 | No
ERVs | Resideo Technologies Inc. | Honeywell | VNT5200E1000 | 50 | 0.2 | 106 | 225 | 107 | 227 | 101 | 214 | 72 | 50 | 106 | 80 | No
ERVs | Resideo Technologies Inc. | Honeywell | VNT5200E1000 | 75 | 0.3 | 98 | 208 | 99 | 210 | 95 | 201 | 72 | 50 | 106 | 80 | No
ERVs | Resideo Technologies Inc. | Honeywell | VNT5200E1000 | 100 | 0.4 | 88 | 186 | 89 | 189 | 83 | 176 | 72 | 50 | 106 | 80 | No
ERVs | Resideo Technologies Inc. | Honeywell | VNT5200E1000 | 125 | 0.5 | 81 | 172 | 82 | 174 | 74 | 157 | 72 | 50 | 106 | 80 | No
ERVs | Resideo Technologies Inc. | Honeywell | VNT5200E1000 | 150 | 0.6 | 71 | 150 | 71 | 150 | 67 | 142 | 72 | 50 | 106 | 80 | No
ERVs | Resideo Technologies Inc. | Honeywell | VNT5200E1000 | 175 | 0.7 | 65 | 138 | 66 | 140 | 60 | 127 | 72 | 50 | 106 | 80 | No
ERVs | Resideo Technologies Inc. | Honeywell | VNT5200E1000 | 200 | 0.8 | 57 | 121 | 58 | 123 | 52 | 110 | 72 | 50 | 106 | 80 | No
ERVs | Resideo Technologies Inc. | Honeywell | VNT5200E1000 | 225 | 0.9 | 49 | 104 | 50 | 106 | 42 | 89 | 72 | 50 | 106 | 80 | No
ERVs | Resideo Technologies Inc. | Honeywell | VNT5200E1000 | 250 | 1.0 | 40 | 85 | 41 | 87 | 35 | 74 | 72 | 50 | 106 | 80 | No
ERVs | Resideo Technologies Inc. | Honeywell | VNT5200E1000 | 275 | 1.1 | 34 | 72 | 34 | 72 | 30 | 64 | 72 | 50 | 106 | 80 | No
ERVs | Resideo Technologies Inc. | Honeywell | VNT5070E1000 | 25 | 0.1 | 49 | 104 | 49 | 104 | 46 | 97 | 65 | 20 | 42 | 30 | No
ERVs | Resideo Technologies Inc. | Honeywell | VNT5070E1000 | 50 | 0.2 | 46 | 97 | 47 | 100 | 41 | 87 | 65 | 20 | 42 | 30 | No
ERVs | Resideo Technologies Inc. | Honeywell | VNT5070E1000 | 75 | 0.3 | 44 | 93 | 44 | 93 | 41 | 87 | 65 | 20 | 42 | 30 | No
ERVs | Resideo Technologies Inc. | Honeywell | VNT5070E1000 | 100 | 0.4 | 37 | 78 | 38 | 81 | 34 | 72 | 65 | 20 | 42 | 30 | No
ERVs | Resideo Technologies Inc. | Honeywell | VNT5070E1000 | 125 | 0.5 | 34 | 72 | 35 | 74 | 29 | 61 | 65 | 20 | 42 | 30 | No
ERVs | Resideo Technologies Inc. | Honeywell | VNT5070E1000 | 150 | 0.6 | 29 | 61 | 29 | 61 | 25 | 53 | 65 | 20 | 42 | 30 | No
ERVs | Resideo Technologies Inc. | Honeywell | VNT5070E1000 | 175 | 0.7 | 23 | 49 | 23 | 49 | 18 | 38 | 65 | 20 | 42 | 30 | No
ERVs | Resideo Technologies Inc. | Honeywell | VNT5070E1000 | 200 | 0.8 | 22 | 47 | 22 | 47 | 10 | 21 | 65 | 20 | 42 | 30 | No
HRVs | Resideo Technologies Inc. | Honeywell | VNT5150H1000 | 25 | 0.1 | 91 | 193 | 91 | 193 | 103 | 218 | 66 | 31 | 66 | 72 | No
HRVs | Resideo Technologies Inc. | Honeywell | VNT5150H1000 | 50 | 0.2 | 84 | 178 | 85 | 180 | 95 | 201 | 66 | 31 | 66 | 72 | No
HRVs | Resideo Technologies Inc. | Honeywell | VNT5150H1000 | 75 | 0.3 | 77 | 163 | 77 | 163 | 86 | 182 | 66 | 31 | 66 | 72 | No
HRVs | Resideo Technologies Inc. | Honeywell | VNT5150H1000 | 100 | 0.4 | 71 | 150 | 71 | 150 | 80 | 170 | 66 | 31 | 66 | 72 | No
HRVs | Resideo Technologies Inc. | Honeywell | VNT5150H1000 | 125 | 0.5 | 63 | 133 | 63 | 133 | 71 | 150 | 66 | 31 | 66 | 72 | No
HRVs | Resideo Technologies Inc. | Honeywell | VNT5150H1000 | 150 | 0.6 | 57 | 121 | 57 | 121 | 66 | 140 | 66 | 31 | 66 | 72 | No
HRVs | Resideo Technologies Inc. | Honeywell | VNT5150H1000 | 175 | 0.7 | 51 | 108 | 51 | 108 | 57 | 121 | 66 | 31 | 66 | 72 | No
HRVs | Resideo Technologies Inc. | Honeywell | VNT5150H1000 | 200 | 0.8 | 46 | 97 | 46 | 97 | 50 | 106 | 66 | 31 | 66 | 72 | No
HRVs | Resideo Technologies Inc. | Honeywell | VNT5150H1000 | 225 | 0.9 | 40 | 85 | 40 | 85 | 43 | 91 | 66 | 31 | 66 | 72 | No
HRVs | Resideo Technologies Inc. | Honeywell | VNT5150H1000 | 250 | 1.0 | 35 | 74 | 36 | 76 | 39 | 83 | 66 | 31 | 66 | 72 | No
HRVs | Resideo Technologies Inc. | Honeywell | VNT5150H1000 | 275 | 1.1 | 29 | 61 | 29 | 61 | 34 | 72 | 66 | 31 | 66 | 72 | No
HRVs | Resideo Technologies Inc. | Honeywell | VNT5200H1000 | 25 | 0.1 | 119 | 252 | 119 | 252 | 121 | 256 | 75 | 29 | 61 | 62 | No
HRVs | Resideo Technologies Inc. | Honeywell | VNT5200H1000 | 50 | 0.2 | 111 | 235 | 112 | 237 | 113 | 239 | 75 | 29 | 61 | 62 | No
HRVs | Resideo Technologies Inc. | Honeywell | VNT5200H1000 | 75 | 0.3 | 103 | 218 | 104 | 220 | 104 | 220 | 75 | 29 | 61 | 62 | No
HRVs | Resideo Technologies Inc. | Honeywell | VNT5200H1000 | 100 | 0.4 | 95 | 201 | 96 | 203 | 95 | 201 | 75 | 29 | 61 | 62 | No
HRVs | Resideo Technologies Inc. | Honeywell | VNT5200H1000 | 125 | 0.5 | 86 | 182 | 87 | 184 | 86 | 182 | 75 | 29 | 61 | 62 | No
HRVs | Resideo Technologies Inc. | Honeywell | VNT5200H1000 | 150 | 0.6 | 79 | 167 | 79 | 167 | 77 | 163 | 75 | 29 | 61 | 62 | No
HRVs | Resideo Technologies Inc. | Honeywell | VNT5200H1000 | 175 | 0.7 | 70 | 148 | 70 | 148 | 68 | 144 | 75 | 29 | 61 | 62 | No
HRVs | Resideo Technologies Inc. | Honeywell | VNT5200H1000 | 200 | 0.8 | 62 | 131 | 63 | 133 | 59 | 125 | 75 | 29 | 61 | 62 | No
HRVs | Resideo Technologies Inc. | Honeywell | VNT5200H1000 | 225 | 0.9 | 54 | 114 | 54 | 114 | 50 | 106 | 75 | 29 | 61 | 62 | No
HRVs | Resideo Technologies Inc. | Honeywell | VNT5200H1000 | 250 | 1.0 | 47 | 100 | 47 | 100 | 43 | 91 | 75 | 29 | 61 | 62 | No
HRVs | Resideo Technologies Inc. | Honeywell | VNT5200H1000 | 275 | 1.1 | 40 | 85 | 40 | 85 | 36 | 76 | 75 | 29 | 61 | 62 | No
HRVs | Resideo Technologies Inc. | Honeywell | VNT5070H1000 | 25 | 0.1 | 46 | 97 | 46 | 97 | 47 | 100 | 69 | 23 | 49 | 32 | No
HRVs | Resideo Technologies Inc. | Honeywell | VNT5070H1000 | 50 | 0.2 | 42 | 89 | 42 | 89 | 43 | 91 | 69 | 23 | 49 | 32 | No
HRVs | Resideo Technologies Inc. | Honeywell | VNT5070H1000 | 75 | 0.3 | 38 | 81 | 38 | 81 | 41 | 87 | 69 | 23 | 49 | 32 | No
HRVs | Resideo Technologies Inc. | Honeywell | VNT5070H1000 | 100 | 0.4 | 34 | 72 | 35 | 74 | 38 | 81 | 69 | 23 | 49 | 32 | No
HRVs | Resideo Technologies Inc. | Honeywell | VNT5070H1000 | 125 | 0.5 | 31 | 66 | 31 | 66 | 34 | 72 | 69 | 23 | 49 | 32 | No
HRVs | Resideo Technologies Inc. | Honeywell | VNT5070H1000 | 150 | 0.6 | 26 | 55 | 26 | 55 | 29 | 61 | 69 | 23 | 49 | 32 | No
HRVs | Resideo Technologies Inc. | Honeywell | VNT5070H1000 | 175 | 0.7 | 21 | 44 | 22 | 47 | 20 | 42 | 69 | 23 | 49 | 32 | No
ERVs | ALDES Canada | InspirAIR | EK120-HFX-N | 25 | 0.1 | 62 | 131 | 63 | 133 | 79 | 167 | 76 | 23 | 49 | 27 | Yes
ERVs | ALDES Canada | InspirAIR | EK120-HFX-N | 50 | 0.2 | 60 | 127 | 60 | 127 | 75 | 159 | 76 | 23 | 49 | 27 | Yes
ERVs | ALDES Canada | InspirAIR | EK120-HFX-N | 75 | 0.3 | 57 | 121 | 58 | 123 | 72 | 153 | 76 | 23 | 49 | 27 | Yes
ERVs | ALDES Canada | InspirAIR | EK120-HFX-N | 100 | 0.4 | 55 | 117 | 55 | 117 | 68 | 144 | 76 | 23 | 49 | 27 | Yes
ERVs | ALDES Canada | InspirAIR | EK120-HFX-N | 125 | 0.5 | 52 | 110 | 52 | 110 | 65 | 138 | 76 | 23 | 49 | 27 | Yes
ERVs | ALDES Canada | InspirAIR | EK120-HFX-N | 150 | 0.6 | 48 | 102 | 49 | 104 | 61 | 129 | 76 | 23 | 49 | 27 | Yes
ERVs | ALDES Canada | InspirAIR | EK120-HFX-N | 175 | 0.7 | 45 | 95 | 45 | 95 | 56 | 119 | 76 | 23 | 49 | 27 | Yes
ERVs | ALDES Canada | InspirAIR | EK120-HFX-N | 200 | 0.8 | 40 | 85 | 40 | 85 | 51 | 108 | 76 | 23 | 49 | 27 | Yes
ERVs | ALDES Canada | InspirAIR | EK120-HFX-N | 225 | 0.9 | 35 | 74 | 35 | 74 | 45 | 95 | 76 | 23 | 49 | 27 | Yes
ERVs | ALDES Canada | InspirAIR | EK120-HFX-N | 250 | 1.0 | 29 | 61 | 30 | 64 | 38 | 81 | 76 | 23 | 49 | 27 | Yes
ERVs | ALDES Canada | InspirAIR | EK120-HFX-N | 275 | 1.1 | 23 | 49 | 23 | 49 | 29 | 61 | 76 | 23 | 49 | 27 | Yes
ERVs | ALDES Canada | InspirAIR | EK120-HF-N | 25 | 0.1 | 55 | 117 | 55 | 117 | 60 | 127 | 72 | 23 | 49 | 72 | Yes
ERVs | ALDES Canada | InspirAIR | EK120-HF-N | 50 | 0.2 | 52 | 110 | 53 | 112 | 57 | 121 | 72 | 23 | 49 | 72 | Yes
ERVs | ALDES Canada | InspirAIR | EK120-HF-N | 75 | 0.3 | 49 | 104 | 50 | 106 | 55 | 117 | 72 | 23 | 49 | 72 | Yes
ERVs | ALDES Canada | InspirAIR | EK120-HF-N | 100 | 0.4 | 46 | 97 | 47 | 100 | 52 | 110 | 72 | 23 | 49 | 72 | Yes
ERVs | ALDES Canada | InspirAIR | EK120-HF-N | 125 | 0.5 | 43 | 91 | 43 | 91 | 49 | 104 | 72 | 23 | 49 | 72 | Yes
ERVs | ALDES Canada | InspirAIR | EK120-HF-N | 150 | 0.6 | 39 | 83 | 39 | 83 | 45 | 95 | 72 | 23 | 49 | 72 | Yes
ERVs | ALDES Canada | InspirAIR | EK120-HF-N | 175 | 0.7 | 34 | 72 | 35 | 74 | 41 | 87 | 72 | 23 | 49 | 72 | Yes
ERVs | ALDES Canada | InspirAIR | EK120-HF-N | 200 | 0.8 | 30 | 64 | 30 | 64 | 37 | 78 | 72 | 23 | 49 | 72 | Yes
ERVs | ALDES Canada | InspirAIR | EK120-HF-N | 225 | 0.9 | 25 | 53 | 26 | 55 | 32 | 68 | 72 | 23 | 49 | 72 | Yes
ERVs | ALDES Canada | InspirAIR | EK120-HF-N | 250 | 1.0 | 20 | 42 | 20 | 42 | 26 | 55 | 72 | 23 | 49 | 72 | Yes
ERVs | ALDES Canada | InspirAIR | EK120-HR-N | 25 | 0.1 | 55 | 117 | 55 | 117 | 60 | 127 | 72 | 23 | 49 | 72 | Yes
ERVs | ALDES Canada | InspirAIR | EK120-HR-N | 50 | 0.2 | 52 | 110 | 53 | 112 | 57 | 121 | 72 | 23 | 49 | 72 | Yes
ERVs | ALDES Canada | InspirAIR | EK120-HR-N | 75 | 0.3 | 49 | 104 | 50 | 106 | 55 | 117 | 72 | 23 | 49 | 72 | Yes
ERVs | ALDES Canada | InspirAIR | EK120-HR-N | 100 | 0.4 | 46 | 97 | 47 | 100 | 52 | 110 | 72 | 23 | 49 | 72 | Yes
ERVs | ALDES Canada | InspirAIR | EK120-HR-N | 125 | 0.5 | 43 | 91 | 43 | 91 | 49 | 104 | 72 | 23 | 49 | 72 | Yes
ERVs | ALDES Canada | InspirAIR | EK120-HR-N | 150 | 0.6 | 39 | 83 | 39 | 83 | 45 | 95 | 72 | 23 | 49 | 72 | Yes
ERVs | ALDES Canada | InspirAIR | EK120-HR-N | 175 | 0.7 | 34 | 72 | 35 | 74 | 41 | 87 | 72 | 23 | 49 | 72 | Yes
ERVs | ALDES Canada | InspirAIR | EK120-HR-N | 200 | 0.8 | 30 | 64 | 30 | 64 | 37 | 78 | 72 | 23 | 49 | 72 | Yes
ERVs | ALDES Canada | InspirAIR | EK120-HR-N | 225 | 0.9 | 25 | 53 | 26 | 55 | 32 | 68 | 72 | 23 | 49 | 72 | Yes
ERVs | ALDES Canada | InspirAIR | EK120-HR-N | 250 | 1.0 | 20 | 42 | 20 | 42 | 26 | 55 | 72 | 23 | 49 | 72 | Yes
ERVs | Johnson Controls Inc. | Johnson Controls | S1-TERV125 | 25 | 0.1 | 65 | 138 | 69 | 146 | 68 | 144 | 74 | 24 | 51 | 28 | Yes
ERVs | Johnson Controls Inc. | Johnson Controls | S1-TERV125 | 50 | 0.2 | 62 | 131 | 65 | 138 | 64 | 136 | 74 | 24 | 51 | 28 | Yes
ERVs | Johnson Controls Inc. | Johnson Controls | S1-TERV125 | 75 | 0.3 | 59 | 125 | 62 | 131 | 61 | 129 | 74 | 24 | 51 | 28 | Yes
ERVs | Johnson Controls Inc. | Johnson Controls | S1-TERV125 | 100 | 0.4 | 56 | 119 | 59 | 125 | 57 | 121 | 74 | 24 | 51 | 28 | Yes
ERVs | Johnson Controls Inc. | Johnson Controls | S1-TERV125 | 125 | 0.5 | 53 | 112 | 56 | 119 | 54 | 114 | 74 | 24 | 51 | 28 | Yes
ERVs | Johnson Controls Inc. | Johnson Controls | S1-TERV125 | 150 | 0.6 | 50 | 106 | 52 | 110 | 50 | 106 | 74 | 24 | 51 | 28 | Yes
ERVs | Johnson Controls Inc. | Johnson Controls | S1-TERV125 | 175 | 0.7 | 46 | 97 | 49 | 104 | 46 | 97 | 74 | 24 | 51 | 28 | Yes
ERVs | Johnson Controls Inc. | Johnson Controls | S1-TERV125 | 200 | 0.8 | 43 | 91 | 45 | 95 | 42 | 89 | 74 | 24 | 51 | 28 | Yes
ERVs | Johnson Controls Inc. | Johnson Controls | S1-TERV125 | 225 | 0.9 | 39 | 83 | 41 | 87 | 37 | 78 | 74 | 24 | 51 | 28 | Yes
ERVs | Johnson Controls Inc. | Johnson Controls | S1-TERV125 | 250 | 1.0 | 35 | 74 | 37 | 78 | 32 | 68 | 74 | 24 | 51 | 28 | Yes
ERVs | Johnson Controls Inc. | Johnson Controls | TERV030 | 100 | 0.4 | 147 | 311 | 150 | 318 | 143 | 303 | 67 | 139 | 295 | 315 | No
ERVs | Johnson Controls Inc. | Johnson Controls | TERV030 | 125 | 0.5 | 139 | 295 | 142 | 301 | 133 | 282 | 67 | 139 | 295 | 315 | No
ERVs | Johnson Controls Inc. | Johnson Controls | TERV030 | 150 | 0.6 | 131 | 278 | 133 | 282 | 125 | 265 | 67 | 139 | 295 | 315 | No
ERVs | Johnson Controls Inc. | Johnson Controls | TERV030 | 175 | 0.7 | 121 | 256 | 123 | 261 | 108 | 229 | 67 | 139 | 295 | 315 | No
ERVs | Johnson Controls Inc. | Johnson Controls | TERV030 | 200 | 0.8 | 101 | 214 | 103 | 218 | 94 | 199 | 67 | 139 | 295 | 315 | No
ERVs | Johnson Controls Inc. | Johnson Controls | TERV030 | 225 | 0.9 | 90 | 191 | 92 | 195 | 74 | 157 | 67 | 139 | 295 | 315 | No
ERVs | Johnson Controls Inc. | Johnson Controls | TERV030 | 250 | 1.0 | 80 | 170 | 82 | 174 | 47 | 100 | 67 | 139 | 295 | 315 | No
ERVs | Johnson Controls Inc. | Johnson Controls | S1-TERV225 | 25 | 0.1 | 114 | 242 | 115 | 244 | 117 | 248 | 81 | 24 | 51 | 19 | Yes
ERVs | Johnson Controls Inc. | Johnson Controls | S1-TERV225 | 50 | 0.2 | 110 | 233 | 112 | 237 | 113 | 239 | 81 | 24 | 51 | 19 | Yes
ERVs | Johnson Controls Inc. | Johnson Controls | S1-TERV225 | 75 | 0.3 | 107 | 227 | 108 | 229 | 110 | 233 | 81 | 24 | 51 | 19 | Yes
ERVs | Johnson Controls Inc. | Johnson Controls | S1-TERV225 | 100 | 0.4 | 103 | 218 | 104 | 220 | 106 | 225 | 81 | 24 | 51 | 19 | Yes
ERVs | Johnson Controls Inc. | Johnson Controls | S1-TERV225 | 125 | 0.5 | 99 | 210 | 101 | 214 | 102 | 216 | 81 | 24 | 51 | 19 | Yes
ERVs | Johnson Controls Inc. | Johnson Controls | S1-TERV225 | 150 | 0.6 | 96 | 203 | 97 | 206 | 98 | 208 | 81 | 24 | 51 | 19 | Yes
ERVs | Johnson Controls Inc. | Johnson Controls | S1-TERV225 | 175 | 0.7 | 92 | 195 | 93 | 197 | 94 | 199 | 81 | 24 | 51 | 19 | Yes
ERVs | Johnson Controls Inc. | Johnson Controls | S1-TERV225 | 200 | 0.8 | 88 | 186 | 89 | 189 | 90 | 191 | 81 | 24 | 51 | 19 | Yes
ERVs | Johnson Controls Inc. | Johnson Controls | S1-TERV225 | 225 | 0.9 | 85 | 180 | 86 | 182 | 86 | 182 | 81 | 24 | 51 | 19 | Yes
ERVs | Johnson Controls Inc. | Johnson Controls | S1-TERV225 | 250 | 1.0 | 81 | 172 | 82 | 174 | 82 | 174 | 81 | 24 | 51 | 19 | Yes
ERVs | Johnson Controls Inc. | Johnson Controls | S1-TERV280 | 100 | 0.4 | 131 | 278 | 132 | 280 | 132 | 280 | 88 | 28 | 59 | 21 | Yes
ERVs | Johnson Controls Inc. | Johnson Controls | S1-TERV280 | 125 | 0.5 | 126 | 267 | 127 | 269 | 126 | 267 | 88 | 28 | 59 | 21 | Yes
ERVs | Johnson Controls Inc. | Johnson Controls | S1-TERV280 | 150 | 0.6 | 121 | 256 | 122 | 259 | 121 | 256 | 88 | 28 | 59 | 21 | Yes
ERVs | Johnson Controls Inc. | Johnson Controls | S1-TERV280 | 175 | 0.7 | 115 | 244 | 116 | 246 | 115 | 244 | 88 | 28 | 59 | 21 | Yes
ERVs | Johnson Controls Inc. | Johnson Controls | S1-TERV280 | 200 | 0.8 | 110 | 233 | 111 | 235 | 110 | 233 | 88 | 28 | 59 | 21 | Yes
ERVs | Johnson Controls Inc. | Johnson Controls | S1-TERV280 | 225 | 0.9 | 105 | 222 | 105 | 222 | 104 | 220 | 88 | 28 | 59 | 21 | Yes
ERVs | Johnson Controls Inc. | Johnson Controls | S1-TERV280 | 250 | 1.0 | 99 | 210 | 100 | 212 | 98 | 208 | 88 | 28 | 59 | 21 | Yes
ERVs | Airia Brands Inc. | Lifebreath | 267MAX-ERV | 25 | 0.1 | 139 | 295 | 140 | 297 | 138 | 292 | 77 | 30 | 64 | 30 | Yes
ERVs | Airia Brands Inc. | Lifebreath | 267MAX-ERV | 50 | 0.2 | 135 | 286 | 137 | 290 | 134 | 284 | 77 | 30 | 64 | 30 | Yes
ERVs | Airia Brands Inc. | Lifebreath | 267MAX-ERV | 75 | 0.3 | 131 | 278 | 133 | 282 | 131 | 278 | 77 | 30 | 64 | 30 | Yes
ERVs | Airia Brands Inc. | Lifebreath | 267MAX-ERV | 100 | 0.4 | 128 | 271 | 129 | 273 | 128 | 271 | 77 | 30 | 64 | 30 | Yes
ERVs | Airia Brands Inc. | Lifebreath | 267MAX-ERV | 125 | 0.5 | 124 | 263 | 125 | 265 | 124 | 263 | 77 | 30 | 64 | 30 | Yes
ERVs | Airia Brands Inc. | Lifebreath | 267MAX-ERV | 150 | 0.6 | 120 | 254 | 122 | 259 | 121 | 256 | 77 | 30 | 64 | 30 | Yes
ERVs | Airia Brands Inc. | Lifebreath | 267MAX-ERV | 175 | 0.7 | 116 | 246 | 118 | 250 | 117 | 248 | 77 | 30 | 64 | 30 | Yes
ERVs | Airia Brands Inc. | Lifebreath | 267MAX-ERV | 200 | 0.8 | 112 | 237 | 113 | 239 | 113 | 239 | 77 | 30 | 64 | 30 | Yes
ERVs | Airia Brands Inc. | Lifebreath | 267MAX-ERV | 225 | 0.9 | 108 | 229 | 109 | 231 | 109 | 231 | 77 | 30 | 64 | 30 | Yes
ERVs | Airia Brands Inc. | Lifebreath | METRO120ERVDECM | 25 | 0.1 | 61 | 129 | 62 | 131 | 61 | 129 | 74 | 23 | 49 | 21 | Yes
ERVs | Airia Brands Inc. | Lifebreath | METRO120ERVDECM | 50 | 0.2 | 58 | 123 | 59 | 125 | 57 | 121 | 74 | 23 | 49 | 21 | Yes
ERVs | Airia Brands Inc. | Lifebreath | METRO120ERVDECM | 75 | 0.3 | 54 | 114 | 55 | 117 | 54 | 114 | 74 | 23 | 49 | 21 | Yes
ERVs | Airia Brands Inc. | Lifebreath | METRO120ERVDECM | 100 | 0.4 | 50 | 106 | 51 | 108 | 51 | 108 | 74 | 23 | 49 | 21 | Yes
ERVs | Airia Brands Inc. | Lifebreath | METRO120ERVDECM | 125 | 0.5 | 46 | 97 | 47 | 100 | 48 | 102 | 74 | 23 | 49 | 21 | Yes
ERVs | Airia Brands Inc. | Lifebreath | METRO120ERVDECM | 150 | 0.6 | 41 | 87 | 41 | 87 | 43 | 91 | 74 | 23 | 49 | 21 | Yes
ERVs | Airia Brands Inc. | Lifebreath | METRO120ERVDECM | 175 | 0.7 | 34 | 72 | 35 | 74 | 36 | 76 | 74 | 23 | 49 | 21 | Yes
ERVs | Airia Brands Inc. | Lifebreath | METRO120ERVDECM | 200 | 0.8 | 27 | 57 | 27 | 57 | 26 | 55 | 74 | 23 | 49 | 21 | Yes
ERVs | Airia Brands Inc. | Lifebreath | METRO 120 ERV ECM | 25 | 0.1 | 62 | 131 | 63 | 133 | 61 | 129 | 72 | 23 | 49 | 22 | Yes
ERVs | Airia Brands Inc. | Lifebreath | METRO 120 ERV ECM | 50 | 0.2 | 58 | 123 | 59 | 125 | 57 | 121 | 72 | 23 | 49 | 22 | Yes
ERVs | Airia Brands Inc. | Lifebreath | METRO 120 ERV ECM | 75 | 0.3 | 55 | 117 | 56 | 119 | 55 | 117 | 72 | 23 | 49 | 22 | Yes
ERVs | Airia Brands Inc. | Lifebreath | METRO 120 ERV ECM | 100 | 0.4 | 51 | 108 | 52 | 110 | 52 | 110 | 72 | 23 | 49 | 22 | Yes
ERVs | Airia Brands Inc. | Lifebreath | METRO 120 ERV ECM | 125 | 0.5 | 46 | 97 | 47 | 100 | 49 | 104 | 72 | 23 | 49 | 22 | Yes
ERVs | Airia Brands Inc. | Lifebreath | METRO 120 ERV ECM | 150 | 0.6 | 41 | 87 | 42 | 89 | 44 | 93 | 72 | 23 | 49 | 22 | Yes
ERVs | Airia Brands Inc. | Lifebreath | METRO 120 ERV ECM | 175 | 0.7 | 35 | 74 | 35 | 74 | 37 | 78 | 72 | 23 | 49 | 22 | Yes
ERVs | Airia Brands Inc. | Lifebreath | METRO 120 ERV ECM | 200 | 0.8 | 27 | 57 | 28 | 59 | 27 | 57 | 72 | 23 | 49 | 22 | Yes
ERVs | Airia Brands Inc. | Lifebreath | METRO 120 ERV ECM | 225 | 0.9 | 19 | 40 | 19 | 40 | 13 | 28 | 72 | 23 | 49 | 22 | Yes
ERVs | Airia Brands Inc. | Lifebreath | METRO 120 ERV | 25 | 0.1 | 65 | 138 | 65 | 138 | 65 | 138 | 69 | 23 | 49 | 60 | Yes
ERVs | Airia Brands Inc. | Lifebreath | METRO 120 ERV | 50 | 0.2 | 63 | 133 | 64 | 136 | 63 | 133 | 69 | 23 | 49 | 60 | Yes
ERVs | Airia Brands Inc. | Lifebreath | METRO 120 ERV | 75 | 0.3 | 61 | 129 | 62 | 131 | 61 | 129 | 69 | 23 | 49 | 60 | Yes
ERVs | Airia Brands Inc. | Lifebreath | METRO 120 ERV | 100 | 0.4 | 59 | 125 | 60 | 127 | 59 | 125 | 69 | 23 | 49 | 60 | Yes
ERVs | Airia Brands Inc. | Lifebreath | METRO 120 ERV | 125 | 0.5 | 56 | 119 | 57 | 121 | 57 | 121 | 69 | 23 | 49 | 60 | Yes
ERVs | Airia Brands Inc. | Lifebreath | METRO 120 ERV | 150 | 0.6 | 54 | 114 | 55 | 117 | 54 | 114 | 69 | 23 | 49 | 60 | Yes
ERVs | Airia Brands Inc. | Lifebreath | METRO 120 ERV | 175 | 0.7 | 51 | 108 | 52 | 110 | 52 | 110 | 69 | 23 | 49 | 60 | Yes
ERVs | Airia Brands Inc. | Lifebreath | METRO 120 ERV | 200 | 0.8 | 48 | 102 | 48 | 102 | 49 | 104 | 69 | 23 | 49 | 60 | Yes
ERVs | Airia Brands Inc. | Lifebreath | METRO 120 ERV | 225 | 0.9 | 44 | 93 | 44 | 93 | 45 | 95 | 69 | 23 | 49 | 60 | Yes
ERVs | Airia Brands Inc. | Lifebreath | METRO 120 ERV | 250 | 1.0 | 40 | 85 | 40 | 85 | 41 | 87 | 69 | 23 | 49 | 60 | Yes
ERVs | Airia Brands Inc. | Lifebreath | METRO-XTR | 25 | 0.1 | 76 | 161 | 77 | 163 | 76 | 161 | 77 | 30 | 64 | 77 | Yes
ERVs | Airia Brands Inc. | Lifebreath | METRO-XTR | 50 | 0.2 | 71 | 150 | 72 | 153 | 72 | 153 | 77 | 30 | 64 | 77 | Yes
ERVs | Airia Brands Inc. | Lifebreath | METRO-XTR | 75 | 0.3 | 66 | 140 | 66 | 140 | 66 | 140 | 77 | 30 | 64 | 77 | Yes
ERVs | Airia Brands Inc. | Lifebreath | METRO-XTR | 100 | 0.4 | 60 | 127 | 61 | 129 | 61 | 129 | 77 | 30 | 64 | 77 | Yes
ERVs | Airia Brands Inc. | Lifebreath | METRO-XTR | 125 | 0.5 | 55 | 117 | 56 | 119 | 55 | 117 | 77 | 30 | 64 | 77 | Yes
ERVs | Airia Brands Inc. | Lifebreath | METRO-XTR | 150 | 0.6 | 50 | 106 | 50 | 106 | 49 | 104 | 77 | 30 | 64 | 77 | Yes
ERVs | Airia Brands Inc. | Lifebreath | METRO-XTR | 175 | 0.7 | 44 | 93 | 44 | 93 | 43 | 91 | 77 | 30 | 64 | 77 | Yes
ERVs | Airia Brands Inc. | Lifebreath | METRO-XTR | 200 | 0.8 | 38 | 81 | 39 | 83 | 37 | 78 | 77 | 30 | 64 | 77 | Yes
ERVs | Airia Brands Inc. | Lifebreath | METRO-XTR | 225 | 0.9 | 32 | 68 | 33 | 70 | 30 | 64 | 77 | 30 | 64 | 77 | Yes
ERVs | Airia Brands Inc. | Lifebreath | METRO-XTR | 250 | 1.0 | 26 | 55 | 26 | 55 | 24 | 51 | 77 | 30 | 64 | 77 | Yes
ERVs | Airia Brands Inc. | Lifebreath | 170ERVD | 25 | 0.1 | 91 | 193 | 95 | 201 | 90 | 191 | 77 | 23 | 49 | 60 | Yes
ERVs | Airia Brands Inc. | Lifebreath | 170ERVD | 50 | 0.2 | 86 | 182 | 90 | 191 | 85 | 180 | 77 | 23 | 49 | 60 | Yes
ERVs | Airia Brands Inc. | Lifebreath | 170ERVD | 75 | 0.3 | 81 | 172 | 85 | 180 | 80 | 170 | 77 | 23 | 49 | 60 | Yes
ERVs | Airia Brands Inc. | Lifebreath | 170ERVD | 100 | 0.4 | 76 | 161 | 79 | 167 | 75 | 159 | 77 | 23 | 49 | 60 | Yes
ERVs | Airia Brands Inc. | Lifebreath | 170ERVD | 125 | 0.5 | 71 | 150 | 74 | 157 | 70 | 148 | 77 | 23 | 49 | 60 | Yes
ERVs | Airia Brands Inc. | Lifebreath | 170ERVD | 150 | 0.6 | 66 | 140 | 69 | 146 | 65 | 138 | 77 | 23 | 49 | 60 | Yes
ERVs | Airia Brands Inc. | Lifebreath | 170ERVD | 175 | 0.7 | 60 | 127 | 63 | 133 | 59 | 125 | 77 | 23 | 49 | 60 | Yes
ERVs | Airia Brands Inc. | Lifebreath | 170ERVD | 200 | 0.8 | 55 | 117 | 57 | 121 | 54 | 114 | 77 | 23 | 49 | 60 | Yes
ERVs | Airia Brands Inc. | Lifebreath | 170ERVD | 225 | 0.9 | 49 | 104 | 51 | 108 | 49 | 104 | 77 | 23 | 49 | 60 | Yes
ERVs | Airia Brands Inc. | Lifebreath | 170ERVD | 250 | 1.0 | 43 | 91 | 45 | 95 | 43 | 91 | 77 | 23 | 49 | 60 | Yes
ERVs | Airia Brands Inc. | Lifebreath | MAX-XTR | 25 | 0.1 | 94 | 199 | 95 | 201 | 99 | 210 | 84 | 30 | 64 | 28 | Yes
ERVs | Airia Brands Inc. | Lifebreath | MAX-XTR | 50 | 0.2 | 90 | 191 | 91 | 193 | 95 | 201 | 84 | 30 | 64 | 28 | Yes
ERVs | Airia Brands Inc. | Lifebreath | MAX-XTR | 75 | 0.3 | 87 | 184 | 88 | 186 | 91 | 193 | 84 | 30 | 64 | 28 | Yes
ERVs | Airia Brands Inc. | Lifebreath | MAX-XTR | 100 | 0.4 | 83 | 176 | 84 | 178 | 87 | 184 | 84 | 30 | 64 | 28 | Yes
ERVs | Airia Brands Inc. | Lifebreath | MAX-XTR | 125 | 0.5 | 79 | 167 | 80 | 170 | 83 | 176 | 84 | 30 | 64 | 28 | Yes
ERVs | Airia Brands Inc. | Lifebreath | MAX-XTR | 150 | 0.6 | 75 | 159 | 75 | 159 | 79 | 167 | 84 | 30 | 64 | 28 | Yes
ERVs | Airia Brands Inc. | Lifebreath | MAX-XTR | 175 | 0.7 | 71 | 150 | 71 | 150 | 75 | 159 | 84 | 30 | 64 | 28 | Yes
ERVs | Airia Brands Inc. | Lifebreath | MAX-XTR | 200 | 0.8 | 66 | 140 | 67 | 142 | 70 | 148 | 84 | 30 | 64 | 28 | Yes
ERVs | Airia Brands Inc. | Lifebreath | MAX-XTR | 225 | 0.9 | 63 | 133 | 63 | 133 | 66 | 140 | 84 | 30 | 64 | 28 | Yes
ERVs | Airia Brands Inc. | Lifebreath | MAX-XTR | 250 | 1.0 | 59 | 125 | 59 | 125 | 62 | 131 | 84 | 30 | 64 | 28 | Yes
HRVs | Airia Brands Inc. | Lifebreath | RNC88 | 25 | 0.1 | 50 | 106 | 50 | 106 | 52 | 110 |  |  |  |  | Yes
HRVs | Airia Brands Inc. | Lifebreath | RNC88 | 50 | 0.2 | 46 | 97 | 47 | 100 | 48 | 102 |  |  |  |  | Yes
HRVs | Airia Brands Inc. | Lifebreath | RNC88 | 75 | 0.3 | 43 | 91 | 43 | 91 | 45 | 95 |  |  |  |  | Yes
HRVs | Airia Brands Inc. | Lifebreath | RNC88 | 100 | 0.4 | 40 | 85 | 40 | 85 | 41 | 87 | 60 | 30 | 64 | 37 | Yes
HRVs | Airia Brands Inc. | Lifebreath | RNC88 | 125 | 0.5 | 36 | 76 | 36 | 76 | 37 | 78 |  |  |  |  | Yes
HRVs | Airia Brands Inc. | Lifebreath | RNC88 | 150 | 0.6 | 31 | 66 | 31 | 66 | 32 | 68 |  |  |  |  | Yes
HRVs | Airia Brands Inc. | Lifebreath | RNC88 | 175 | 0.7 | 26 | 55 | 26 | 55 | 27 | 57 |  |  |  |  | Yes
HRVs | Airia Brands Inc. | Lifebreath | RNC88 | 200 | 0.8 | 20 | 42 | 20 | 42 | 20 | 42 |  |  |  |  | Yes
HRVs | Airia Brands Inc. | Lifebreath | RNC4TPF | 25 | 0.1 | 44 | 93 | 45 | 95 | 42 | 89 | 67 | 26 | 55 | 36 | Yes
HRVs | Airia Brands Inc. | Lifebreath | RNC4TPF | 50 | 0.2 | 41 | 87 | 42 | 89 | 40 | 85 | 67 | 26 | 55 | 36 | Yes
HRVs | Airia Brands Inc. | Lifebreath | RNC4TPF | 75 | 0.3 | 38 | 81 | 38 | 81 | 37 | 78 | 67 | 26 | 55 | 36 | Yes
HRVs | Airia Brands Inc. | Lifebreath | RNC4TPF | 100 | 0.4 | 35 | 74 | 35 | 74 | 35 | 74 | 67 | 26 | 55 | 36 | Yes
HRVs | Airia Brands Inc. | Lifebreath | RNC4TPF | 125 | 0.5 | 31 | 66 | 32 | 68 | 32 | 68 | 67 | 26 | 55 | 36 | Yes
HRVs | Airia Brands Inc. | Lifebreath | RNC4TPF | 150 | 0.6 | 28 | 59 | 28 | 59 | 28 | 59 | 67 | 26 | 55 | 36 | Yes
HRVs | Airia Brands Inc. | Lifebreath | RNC4TPF | 175 | 0.7 | 23 | 49 | 24 | 51 | 25 | 53 | 67 | 26 | 55 | 36 | Yes
HRVs | Airia Brands Inc. | Lifebreath | RNC5TPD | 25 | 0.1 | 88 | 186 | 92 | 195 | 91 | 193 | 59 | 39 | 83 | 96 | Yes
HRVs | Airia Brands Inc. | Lifebreath | RNC5TPD | 50 | 0.2 | 82 | 174 | 87 | 184 | 87 | 184 | 59 | 39 | 83 | 96 | Yes
HRVs | Airia Brands Inc. | Lifebreath | RNC5TPD | 75 | 0.3 | 78 | 165 | 81 | 172 | 82 | 174 | 59 | 39 | 83 | 96 | Yes
HRVs | Airia Brands Inc. | Lifebreath | RNC5TPD | 100 | 0.4 | 73 | 155 | 77 | 163 | 77 | 163 | 59 | 39 | 83 | 96 | Yes
HRVs | Airia Brands Inc. | Lifebreath | RNC5TPD | 125 | 0.5 | 69 | 146 | 72 | 153 | 72 | 153 | 59 | 39 | 83 | 96 | Yes
HRVs | Airia Brands Inc. | Lifebreath | RNC5TPD | 150 | 0.6 | 64 | 136 | 67 | 142 | 67 | 142 | 59 | 39 | 83 | 96 | Yes
HRVs | Airia Brands Inc. | Lifebreath | RNC5TPD | 175 | 0.7 | 60 | 127 | 63 | 133 | 62 | 131 | 59 | 39 | 83 | 96 | Yes
HRVs | Airia Brands Inc. | Lifebreath | RNC5TPD | 200 | 0.8 | 55 | 117 | 58 | 123 | 56 | 119 | 59 | 39 | 83 | 96 | Yes
HRVs | Airia Brands Inc. | Lifebreath | RNC5TPD | 225 | 0.9 | 50 | 106 | 52 | 110 | 51 | 108 | 59 | 39 | 83 | 96 | Yes
HRVs | Airia Brands Inc. | Lifebreath | RNC5TPD | 250 | 1.0 | 44 | 93 | 46 | 97 | 45 | 95 | 59 | 39 | 83 | 96 | Yes
HRVs | Airia Brands Inc. | Lifebreath | METRO120FECM | 25 | 0.1 | 60 | 127 | 61 | 129 | 56 | 119 | 71 | 23 | 49 | 18 | Yes
HRVs | Airia Brands Inc. | Lifebreath | METRO120FECM | 50 | 0.2 | 58 | 123 | 58 | 123 | 53 | 112 | 71 | 23 | 49 | 18 | Yes
HRVs | Airia Brands Inc. | Lifebreath | METRO120FECM | 75 | 0.3 | 55 | 117 | 55 | 117 | 50 | 106 | 71 | 23 | 49 | 18 | Yes
HRVs | Airia Brands Inc. | Lifebreath | METRO120FECM | 100 | 0.4 | 52 | 110 | 52 | 110 | 47 | 100 | 71 | 23 | 49 | 18 | Yes
HRVs | Airia Brands Inc. | Lifebreath | METRO120FECM | 125 | 0.5 | 48 | 102 | 48 | 102 | 43 | 91 | 71 | 23 | 49 | 18 | Yes
HRVs | Airia Brands Inc. | Lifebreath | METRO120FECM | 150 | 0.6 | 43 | 91 | 44 | 93 | 39 | 83 | 71 | 23 | 49 | 18 | Yes
HRVs | Airia Brands Inc. | Lifebreath | METRO120FECM | 175 | 0.7 | 38 | 81 | 38 | 81 | 34 | 72 | 71 | 23 | 49 | 18 | Yes
HRVs | Airia Brands Inc. | Lifebreath | METRO120FECM | 200 | 0.8 | 32 | 68 | 32 | 68 | 28 | 59 | 71 | 23 | 49 | 18 | Yes
HRVs | Airia Brands Inc. | Lifebreath | METRO120FECM | 225 | 0.9 | 24 | 51 | 24 | 51 | 21 | 44 | 71 | 23 | 49 | 18 | Yes
HRVs | Airia Brands Inc. | Lifebreath | RNC4-TPD | 25 | 0.1 | 35 | 74 | 37 | 78 | 40 | 85 | 63 | 22 | 47 | 37 | Yes
HRVs | Airia Brands Inc. | Lifebreath | RNC4-TPD | 50 | 0.2 | 33 | 70 | 35 | 74 | 37 | 78 | 63 | 22 | 47 | 37 | Yes
HRVs | Airia Brands Inc. | Lifebreath | RNC4-TPD | 75 | 0.3 | 31 | 66 | 32 | 68 | 35 | 74 | 63 | 22 | 47 | 37 | Yes
HRVs | Airia Brands Inc. | Lifebreath | RNC4-TPD | 100 | 0.4 | 28 | 59 | 30 | 64 | 32 | 68 | 63 | 22 | 47 | 37 | Yes
HRVs | Airia Brands Inc. | Lifebreath | RNC4-TPD | 125 | 0.5 | 26 | 55 | 27 | 57 | 29 | 61 | 63 | 22 | 47 | 37 | Yes
HRVs | Airia Brands Inc. | Lifebreath | RNC4-TPD | 150 | 0.6 | 23 | 49 | 24 | 51 | 25 | 53 | 63 | 22 | 47 | 37 | Yes
HRVs | Airia Brands Inc. | Lifebreath | RNC5TPF | 25 | 0.1 | 82 | 174 | 83 | 176 | 82 | 174 | 66 | 30 | 64 | 60 | No
HRVs | Airia Brands Inc. | Lifebreath | RNC5TPF | 50 | 0.2 | 77 | 163 | 78 | 165 | 77 | 163 | 66 | 30 | 64 | 60 | No
HRVs | Airia Brands Inc. | Lifebreath | RNC5TPF | 75 | 0.3 | 73 | 155 | 73 | 155 | 71 | 150 | 66 | 30 | 64 | 60 | No
HRVs | Airia Brands Inc. | Lifebreath | RNC5TPF | 100 | 0.4 | 67 | 142 | 68 | 144 | 65 | 138 | 66 | 30 | 64 | 60 | No
HRVs | Airia Brands Inc. | Lifebreath | RNC5TPF | 150 | 0.6 | 56 | 119 | 57 | 121 | 54 | 114 | 66 | 30 | 64 | 60 | No
HRVs | Airia Brands Inc. | Lifebreath | RNC5TPF | 175 | 0.7 | 51 | 108 | 51 | 108 | 48 | 102 | 66 | 30 | 64 | 60 | No
HRVs | Airia Brands Inc. | Lifebreath | RNC5TPF | 200 | 0.8 | 45 | 95 | 45 | 95 | 43 | 91 | 66 | 30 | 64 | 60 | No
HRVs | Airia Brands Inc. | Lifebreath | RNC5TPF | 225 | 0.9 | 39 | 83 | 39 | 83 | 37 | 78 | 66 | 30 | 64 | 60 | No
HRVs | Airia Brands Inc. | Lifebreath | RNC5TPF | 250 | 1.0 | 33 | 70 | 34 | 72 | 31 | 66 | 66 | 30 | 64 | 60 | No
HRVs | Airia Brands Inc. | Lifebreath | RNC5TPF | 275 | 1.1 | 28 | 59 | 28 | 59 | 26 | 55 | 66 | 30 | 64 | 60 | No
HRVs | Airia Brands Inc. | Lifebreath | RNC5TPF | 125 | 0.5 | 62 | 131 | 63 | 133 | 60 | 127 | 66 | 30 | 64 | 60 | No
HRVs | Airia Brands Inc. | Lifebreath | RNC5HEXTPF | 25 | 0.1 | 54 | 114 | 54 | 114 | 52 | 110 | 77 | 23 | 49 | 28 | No
HRVs | Airia Brands Inc. | Lifebreath | RNC5HEXTPF | 50 | 0.2 | 51 | 108 | 51 | 108 | 49 | 104 | 77 | 23 | 49 | 28 | No
HRVs | Airia Brands Inc. | Lifebreath | RNC5HEXTPF | 75 | 0.3 | 48 | 102 | 48 | 102 | 46 | 97 | 77 | 23 | 49 | 28 | No
HRVs | Airia Brands Inc. | Lifebreath | RNC5HEXTPF | 100 | 0.4 | 44 | 93 | 44 | 93 | 42 | 89 | 77 | 23 | 49 | 28 | No
HRVs | Airia Brands Inc. | Lifebreath | RNC5HEXTPF | 125 | 0.5 | 40 | 85 | 40 | 85 | 38 | 81 | 77 | 23 | 49 | 28 | No
HRVs | Airia Brands Inc. | Lifebreath | RNC5HEXTPF | 150 | 0.6 | 35 | 74 | 35 | 74 | 34 | 72 | 77 | 23 | 49 | 28 | No
HRVs | Airia Brands Inc. | Lifebreath | RNC5HEXTPF | 175 | 0.7 | 29 | 61 | 29 | 61 | 28 | 59 | 77 | 23 | 49 | 28 | No
HRVs | Airia Brands Inc. | Lifebreath | RNC5HEXTPF | 200 | 0.8 | 23 | 49 | 23 | 49 | 22 | 47 | 77 | 23 | 49 | 28 | No
HRVs | Airia Brands Inc. | Lifebreath | RNC205 | 25 | 0.1 | 96 | 203 | 97 | 206 | 100 | 212 | 76 | 30 | 64 | 61 | Yes
HRVs | Airia Brands Inc. | Lifebreath | RNC205 | 50 | 0.2 | 91 | 193 | 92 | 195 | 93 | 197 | 76 | 30 | 64 | 61 | Yes
HRVs | Airia Brands Inc. | Lifebreath | RNC205 | 75 | 0.3 | 86 | 182 | 87 | 184 | 87 | 184 | 76 | 30 | 64 | 61 | Yes
HRVs | Airia Brands Inc. | Lifebreath | RNC205 | 100 | 0.4 | 80 | 170 | 82 | 174 | 81 | 172 | 76 | 30 | 64 | 61 | Yes
HRVs | Airia Brands Inc. | Lifebreath | RNC205 | 125 | 0.5 | 75 | 159 | 76 | 161 | 74 | 157 | 76 | 30 | 64 | 61 | Yes
HRVs | Airia Brands Inc. | Lifebreath | RNC205 | 150 | 0.6 | 69 | 146 | 70 | 148 | 68 | 144 | 76 | 30 | 64 | 61 | Yes
HRVs | Airia Brands Inc. | Lifebreath | RNC205 | 175 | 0.7 | 63 | 133 | 64 | 136 | 61 | 129 | 76 | 30 | 64 | 61 | Yes
HRVs | Airia Brands Inc. | Lifebreath | RNC205 | 200 | 0.8 | 57 | 121 | 58 | 123 | 54 | 114 | 76 | 30 | 64 | 61 | Yes
HRVs | Airia Brands Inc. | Lifebreath | RNC205 | 225 | 0.9 | 50 | 106 | 51 | 108 | 48 | 102 | 76 | 30 | 64 | 61 | Yes
HRVs | Airia Brands Inc. | Lifebreath | RNC205 | 250 | 1.0 | 43 | 91 | 44 | 93 | 41 | 87 | 76 | 30 | 64 | 61 | Yes
HRVs | Airia Brands Inc. | Lifebreath | 195DCS | 25 | 0.1 | 104 | 220 | 109 | 231 | 93 | 197 | 80 | 30 | 64 | 67 | Yes
HRVs | Airia Brands Inc. | Lifebreath | 195DCS | 50 | 0.2 | 99 | 210 | 103 | 218 | 87 | 184 | 80 | 30 | 64 | 67 | Yes
HRVs | Airia Brands Inc. | Lifebreath | 195DCS | 75 | 0.3 | 91 | 193 | 96 | 203 | 83 | 176 | 80 | 30 | 64 | 67 | Yes
HRVs | Airia Brands Inc. | Lifebreath | 195DCS | 100 | 0.4 | 83 | 176 | 87 | 184 | 78 | 165 | 80 | 30 | 64 | 67 | Yes
HRVs | Airia Brands Inc. | Lifebreath | 195DCS | 125 | 0.5 | 73 | 155 | 77 | 163 | 74 | 157 | 80 | 30 | 64 | 67 | Yes
HRVs | Airia Brands Inc. | Lifebreath | 195DCS | 150 | 0.6 | 62 | 131 | 65 | 138 | 67 | 142 | 80 | 30 | 64 | 67 | Yes
HRVs | Airia Brands Inc. | Lifebreath | 195DCS | 175 | 0.7 | 51 | 108 | 53 | 112 | 58 | 123 | 80 | 30 | 64 | 67 | Yes
HRVs | Airia Brands Inc. | Lifebreath | 195DCS | 200 | 0.8 | 39 | 83 | 41 | 87 | 45 | 95 | 80 | 30 | 64 | 67 | Yes
HRVs | Airia Brands Inc. | Lifebreath | 195DCS | 225 | 0.9 | 26 | 55 | 27 | 57 | 27 | 57 | 80 | 30 | 64 | 67 | Yes
HRVs | Airia Brands Inc. | Lifebreath | 205MAX | 25 | 0.1 | 96 | 203 | 97 | 206 | 100 | 212 | 76 | 30 | 64 | 61 | Yes
HRVs | Airia Brands Inc. | Lifebreath | 205MAX | 50 | 0.2 | 91 | 193 | 92 | 195 | 93 | 197 | 76 | 30 | 64 | 61 | Yes
HRVs | Airia Brands Inc. | Lifebreath | 205MAX | 75 | 0.3 | 86 | 182 | 87 | 184 | 87 | 184 | 76 | 30 | 64 | 61 | Yes
HRVs | Airia Brands Inc. | Lifebreath | 205MAX | 100 | 0.4 | 80 | 170 | 82 | 174 | 81 | 172 | 76 | 30 | 64 | 61 | Yes
HRVs | Airia Brands Inc. | Lifebreath | 205MAX | 125 | 0.5 | 75 | 159 | 76 | 161 | 74 | 157 | 76 | 30 | 64 | 61 | Yes
HRVs | Airia Brands Inc. | Lifebreath | 205MAX | 150 | 0.6 | 69 | 146 | 70 | 148 | 68 | 144 | 76 | 30 | 64 | 61 | Yes
HRVs | Airia Brands Inc. | Lifebreath | 205MAX | 175 | 0.7 | 63 | 133 | 64 | 136 | 61 | 129 | 76 | 30 | 64 | 61 | Yes
HRVs | Airia Brands Inc. | Lifebreath | 205MAX | 200 | 0.8 | 57 | 121 | 58 | 123 | 54 | 114 | 76 | 30 | 64 | 61 | Yes
HRVs | Airia Brands Inc. | Lifebreath | 205MAX | 225 | 0.9 | 50 | 106 | 51 | 108 | 48 | 102 | 76 | 30 | 64 | 61 | Yes
HRVs | Airia Brands Inc. | Lifebreath | 205MAX | 250 | 1.0 | 43 | 91 | 44 | 93 | 41 | 87 | 76 | 30 | 64 | 61 | Yes
HRVs | Airia Brands Inc. | Lifebreath | 267MAX | 25 | 0.1 | 131 | 278 | 133 | 282 | 148 | 314 | 75 | 30 | 64 | 22 | Yes
HRVs | Airia Brands Inc. | Lifebreath | 267MAX | 50 | 0.2 | 128 | 271 | 130 | 275 | 145 | 307 | 75 | 30 | 64 | 22 | Yes
HRVs | Airia Brands Inc. | Lifebreath | 267MAX | 75 | 0.3 | 126 | 267 | 127 | 269 | 142 | 301 | 75 | 30 | 64 | 22 | Yes
HRVs | Airia Brands Inc. | Lifebreath | 267MAX | 100 | 0.4 | 123 | 261 | 124 | 263 | 138 | 292 | 75 | 30 | 64 | 22 | Yes
HRVs | Airia Brands Inc. | Lifebreath | 267MAX | 125 | 0.5 | 120 | 254 | 121 | 256 | 135 | 286 | 75 | 30 | 64 | 22 | Yes
HRVs | Airia Brands Inc. | Lifebreath | 267MAX | 150 | 0.6 | 117 | 248 | 118 | 250 | 131 | 278 | 75 | 30 | 64 | 22 | Yes
HRVs | Airia Brands Inc. | Lifebreath | 267MAX | 175 | 0.7 | 114 | 242 | 115 | 244 | 128 | 271 | 75 | 30 | 64 | 22 | Yes
HRVs | Airia Brands Inc. | Lifebreath | 267MAX | 200 | 0.8 | 110 | 233 | 112 | 237 | 125 | 265 | 75 | 30 | 64 | 22 | Yes
HRVs | Airia Brands Inc. | Lifebreath | 267MAX | 225 | 0.9 | 107 | 227 | 108 | 229 | 121 | 256 | 75 | 30 | 64 | 22 | Yes
HRVs | Airia Brands Inc. | Lifebreath | 267MAX | 250 | 1.0 | 103 | 218 | 105 | 222 | 118 | 250 | 75 | 30 | 64 | 22 | Yes
HRVs | Airia Brands Inc. | Lifebreath | 155MAX | 25 | 0.1 | 80 | 170 | 85 | 180 | 88 | 186 | 75 | 30 | 64 | 72 | Yes
HRVs | Airia Brands Inc. | Lifebreath | 155MAX | 50 | 0.2 | 75 | 159 | 79 | 167 | 81 | 172 | 75 | 30 | 64 | 72 | Yes
HRVs | Airia Brands Inc. | Lifebreath | 155MAX | 75 | 0.3 | 70 | 148 | 74 | 157 | 74 | 157 | 75 | 30 | 64 | 72 | Yes
HRVs | Airia Brands Inc. | Lifebreath | 155MAX | 100 | 0.4 | 65 | 138 | 69 | 146 | 63 | 133 | 75 | 30 | 64 | 72 | Yes
HRVs | Airia Brands Inc. | Lifebreath | 155MAX | 125 | 0.5 | 58 | 123 | 62 | 131 | 39 | 83 | 75 | 30 | 64 | 72 | Yes
HRVs | Airia Brands Inc. | Lifebreath | RNC155 | 25 | 0.1 | 80 | 170 | 85 | 180 | 88 | 186 | 75 | 30 | 64 | 72 | Yes
HRVs | Airia Brands Inc. | Lifebreath | RNC155 | 50 | 0.2 | 75 | 159 | 79 | 167 | 81 | 172 | 75 | 30 | 64 | 72 | Yes
HRVs | Airia Brands Inc. | Lifebreath | RNC155 | 75 | 0.3 | 70 | 148 | 74 | 157 | 74 | 157 | 75 | 30 | 64 | 72 | Yes
HRVs | Airia Brands Inc. | Lifebreath | RNC155 | 100 | 0.4 | 65 | 138 | 69 | 146 | 63 | 133 | 75 | 30 | 64 | 72 | Yes
HRVs | Airia Brands Inc. | Lifebreath | RNC155 | 125 | 0.5 | 58 | 123 | 62 | 131 | 39 | 83 | 75 | 30 | 64 | 72 | Yes
HRVs | Airia Brands Inc. | Lifebreath | RNC6-ES | 25 | 0.1 | 88 | 186 | 90 | 191 | 86 | 182 | 65 | 30 | 64 | 47 | Yes
HRVs | Airia Brands Inc. | Lifebreath | RNC6-ES | 50 | 0.2 | 82 | 174 | 84 | 178 | 80 | 170 | 65 | 30 | 64 | 47 | Yes
HRVs | Airia Brands Inc. | Lifebreath | RNC6-ES | 75 | 0.3 | 77 | 163 | 79 | 167 | 75 | 159 | 65 | 30 | 64 | 47 | Yes
HRVs | Airia Brands Inc. | Lifebreath | RNC6-ES | 100 | 0.4 | 71 | 150 | 73 | 155 | 69 | 146 | 65 | 30 | 64 | 47 | Yes
HRVs | Airia Brands Inc. | Lifebreath | RNC6-ES | 125 | 0.5 | 66 | 140 | 67 | 142 | 64 | 136 | 65 | 30 | 64 | 47 | Yes
HRVs | Airia Brands Inc. | Lifebreath | RNC6-ES | 150 | 0.6 | 60 | 127 | 61 | 129 | 58 | 123 | 65 | 30 | 64 | 47 | Yes
HRVs | Airia Brands Inc. | Lifebreath | RNC6-ES | 175 | 0.7 | 54 | 114 | 55 | 117 | 52 | 110 | 65 | 30 | 64 | 47 | Yes
HRVs | Airia Brands Inc. | Lifebreath | RNC6-ES | 200 | 0.8 | 48 | 102 | 49 | 104 | 46 | 97 | 65 | 30 | 64 | 47 | Yes
HRVs | Airia Brands Inc. | Lifebreath | RNC6-ES | 225 | 0.9 | 42 | 89 | 42 | 89 | 39 | 83 | 65 | 30 | 64 | 47 | Yes
HRVs | Airia Brands Inc. | Lifebreath | RNC6-ES | 250 | 1.0 | 35 | 74 | 35 | 74 | 31 | 66 | 65 | 30 | 64 | 47 | Yes
HRVs | Airia Brands Inc. | Lifebreath | METRO120DECM | 25 | 0.1 | 63 | 133 | 64 | 136 | 62 | 131 | 68 | 30 | 64 | 22 | Yes
HRVs | Airia Brands Inc. | Lifebreath | METRO120DECM | 50 | 0.2 | 60 | 127 | 60 | 127 | 58 | 123 | 68 | 30 | 64 | 22 | Yes
HRVs | Airia Brands Inc. | Lifebreath | METRO120DECM | 75 | 0.3 | 57 | 121 | 57 | 121 | 55 | 117 | 68 | 30 | 64 | 22 | Yes
HRVs | Airia Brands Inc. | Lifebreath | METRO120DECM | 100 | 0.4 | 54 | 114 | 54 | 114 | 53 | 112 | 68 | 30 | 64 | 22 | Yes
HRVs | Airia Brands Inc. | Lifebreath | METRO120DECM | 125 | 0.5 | 50 | 106 | 51 | 108 | 50 | 106 | 68 | 30 | 64 | 22 | Yes
HRVs | Airia Brands Inc. | Lifebreath | METRO120DECM | 150 | 0.6 | 47 | 100 | 47 | 100 | 47 | 100 | 68 | 30 | 64 | 22 | Yes
HRVs | Airia Brands Inc. | Lifebreath | METRO120DECM | 175 | 0.7 | 42 | 89 | 42 | 89 | 42 | 89 | 68 | 30 | 64 | 22 | Yes
HRVs | Airia Brands Inc. | Lifebreath | METRO120DECM | 200 | 0.8 | 35 | 74 | 36 | 76 | 35 | 74 | 68 | 30 | 64 | 22 | Yes
HRVs | Airia Brands Inc. | Lifebreath | METRO120DECM | 225 | 0.9 | 28 | 59 | 28 | 59 | 25 | 53 | 68 | 30 | 64 | 22 | Yes
HRVs | Airia Brands Inc. | Lifebreath | RNC200 | 25 | 0.1 | 106 | 225 | 110 | 233 | 98 | 208 | 65 | 29 | 61 | 74 | Yes
HRVs | Airia Brands Inc. | Lifebreath | RNC200 | 50 | 0.2 | 101 | 214 | 105 | 222 | 92 | 195 | 65 | 29 | 61 | 74 | Yes
HRVs | Airia Brands Inc. | Lifebreath | RNC200 | 75 | 0.3 | 96 | 203 | 100 | 212 | 87 | 184 | 65 | 29 | 61 | 74 | Yes
HRVs | Airia Brands Inc. | Lifebreath | RNC200 | 100 | 0.4 | 90 | 191 | 93 | 197 | 82 | 174 | 65 | 29 | 61 | 74 | Yes
HRVs | Airia Brands Inc. | Lifebreath | RNC200 | 125 | 0.5 | 82 | 174 | 85 | 180 | 74 | 157 | 65 | 29 | 61 | 74 | Yes
HRVs | Airia Brands Inc. | Lifebreath | RNC200 | 150 | 0.6 | 72 | 153 | 75 | 159 | 61 | 129 | 65 | 29 | 61 | 74 | Yes
HRVs | Airia Brands Inc. | Lifebreath | RNC200 | 175 | 0.7 | 58 | 123 | 60 | 127 | 41 | 87 | 65 | 29 | 61 | 74 | Yes
HRVs | Airia Brands Inc. | Lifebreath | METRO-120D | 25 | 0.1 | 65 | 138 | 65 | 138 | 65 | 138 | 68 | 30 | 64 | 66 | Yes
HRVs | Airia Brands Inc. | Lifebreath | METRO-120D | 50 | 0.2 | 63 | 133 | 63 | 133 | 63 | 133 | 68 | 30 | 64 | 66 | Yes
HRVs | Airia Brands Inc. | Lifebreath | METRO-120D | 75 | 0.3 | 61 | 129 | 61 | 129 | 61 | 129 | 68 | 30 | 64 | 66 | Yes
HRVs | Airia Brands Inc. | Lifebreath | METRO-120D | 100 | 0.4 | 59 | 125 | 59 | 125 | 59 | 125 | 68 | 30 | 64 | 66 | Yes
HRVs | Airia Brands Inc. | Lifebreath | METRO-120D | 125 | 0.5 | 57 | 121 | 57 | 121 | 57 | 121 | 68 | 30 | 64 | 66 | Yes
HRVs | Airia Brands Inc. | Lifebreath | METRO-120D | 150 | 0.6 | 55 | 117 | 55 | 117 | 54 | 114 | 68 | 30 | 64 | 66 | Yes
HRVs | Airia Brands Inc. | Lifebreath | METRO-120D | 175 | 0.7 | 53 | 112 | 53 | 112 | 52 | 110 | 68 | 30 | 64 | 66 | Yes
HRVs | Airia Brands Inc. | Lifebreath | METRO-120D | 200 | 0.8 | 50 | 106 | 50 | 106 | 49 | 104 | 68 | 30 | 64 | 66 | Yes
HRVs | Airia Brands Inc. | Lifebreath | METRO-120D | 225 | 0.9 | 48 | 102 | 48 | 102 | 46 | 97 | 68 | 30 | 64 | 66 | Yes
HRVs | Airia Brands Inc. | Lifebreath | METRO-120D | 250 | 1.0 | 44 | 93 | 44 | 93 | 41 | 87 | 68 | 30 | 64 | 66 | Yes
HRVs | Airia Brands Inc. | Lifebreath | METRO120F | 25 | 0.1 | 71 | 150 | 71 | 150 | 59 | 125 | 71 | 22 | 47 | 59 | Yes
HRVs | Airia Brands Inc. | Lifebreath | METRO120F | 50 | 0.2 | 67 | 142 | 67 | 142 | 57 | 121 | 71 | 22 | 47 | 59 | Yes
HRVs | Airia Brands Inc. | Lifebreath | METRO120F | 75 | 0.3 | 64 | 136 | 64 | 136 | 55 | 117 | 71 | 22 | 47 | 59 | Yes
HRVs | Airia Brands Inc. | Lifebreath | METRO120F | 100 | 0.4 | 62 | 131 | 62 | 131 | 53 | 112 | 71 | 22 | 47 | 59 | Yes
HRVs | Airia Brands Inc. | Lifebreath | METRO120F | 125 | 0.5 | 59 | 125 | 60 | 127 | 52 | 110 | 71 | 22 | 47 | 59 | Yes
HRVs | Airia Brands Inc. | Lifebreath | METRO120F | 150 | 0.6 | 57 | 121 | 57 | 121 | 51 | 108 | 71 | 22 | 47 | 59 | Yes
HRVs | Airia Brands Inc. | Lifebreath | METRO120F | 175 | 0.7 | 55 | 117 | 55 | 117 | 49 | 104 | 71 | 22 | 47 | 59 | Yes
HRVs | Airia Brands Inc. | Lifebreath | METRO120F | 200 | 0.8 | 53 | 112 | 53 | 112 | 47 | 100 | 71 | 22 | 47 | 59 | Yes
HRVs | Airia Brands Inc. | Lifebreath | METRO120F | 225 | 0.9 | 50 | 106 | 50 | 106 | 45 | 95 | 71 | 22 | 47 | 59 | Yes
HRVs | Airia Brands Inc. | Lifebreath | METRO120F | 250 | 1.0 | 46 | 97 | 46 | 97 | 43 | 91 | 71 | 22 | 47 | 59 | Yes
HRVs | Airia Brands Inc. | Lifebreath | METRO120F | 300 | 1.2 | 37 | 78 | 38 | 81 | 35 | 74 | 71 | 22 | 47 | 59 | Yes
HRVs | Airia Brands Inc. | Lifebreath | METRO120F | 350 | 1.4 | 25 | 53 | 25 | 53 | 24 | 51 | 71 | 22 | 47 | 59 | Yes
HRVs | Airia Brands Inc. | Lifebreath | RNC6 HEX TPD | 25 | 0.1 | 51 | 108 | 52 | 110 | 53 | 112 | 75 | 30 | 64 | 65 | Yes
HRVs | Airia Brands Inc. | Lifebreath | RNC6 HEX TPD | 50 | 0.2 | 49 | 104 | 49 | 104 | 50 | 106 | 75 | 30 | 64 | 65 | Yes
HRVs | Airia Brands Inc. | Lifebreath | RNC6 HEX TPD | 75 | 0.3 | 45 | 95 | 46 | 97 | 47 | 100 | 75 | 30 | 64 | 65 | Yes
HRVs | Airia Brands Inc. | Lifebreath | RNC6 HEX TPD | 100 | 0.4 | 42 | 89 | 43 | 91 | 44 | 93 | 75 | 30 | 64 | 65 | Yes
HRVs | Airia Brands Inc. | Lifebreath | RNC6 HEX TPD | 125 | 0.5 | 38 | 81 | 38 | 81 | 40 | 85 | 75 | 30 | 64 | 65 | Yes
HRVs | Airia Brands Inc. | Lifebreath | RNC6 HEX TPD | 150 | 0.6 | 33 | 70 | 34 | 72 | 36 | 76 | 75 | 30 | 64 | 65 | Yes
HRVs | Airia Brands Inc. | Lifebreath | RNC6 HEX TPD | 175 | 0.7 | 28 | 59 | 29 | 61 | 32 | 68 | 75 | 30 | 64 | 65 | Yes
HRVs | Airia Brands Inc. | Lifebreath | RNC6 HEX TPD | 200 | 0.8 | 23 | 49 | 23 | 49 | 26 | 55 | 75 | 30 | 64 | 65 | Yes
HRVs | Airia Brands Inc. | Lifebreath | RNC6 HEX TPD | 225 | 0.9 | 17 | 36 | 17 | 36 | 19 | 40 | 75 | 30 | 64 | 65 | Yes
ERVs | Airia Brands Inc. | Lifebreath | 130ERVD | 25 | 0.1 | 81 | 172 | 81 | 172 | 80 | 170 | 75 | 42 | 89 | 80 | Yes
ERVs | Airia Brands Inc. | Lifebreath | 130ERVD | 50 | 0.2 | 76 | 161 | 77 | 163 | 76 | 161 | 75 | 42 | 89 | 80 | Yes
ERVs | Airia Brands Inc. | Lifebreath | 130ERVD | 75 | 0.3 | 72 | 153 | 72 | 153 | 72 | 153 | 75 | 42 | 89 | 80 | Yes
ERVs | Airia Brands Inc. | Lifebreath | 130ERVD | 100 | 0.4 | 68 | 144 | 68 | 144 | 68 | 144 | 75 | 42 | 89 | 80 | Yes
ERVs | Airia Brands Inc. | Lifebreath | 130ERVD | 125 | 0.5 | 63 | 133 | 64 | 136 | 64 | 136 | 75 | 42 | 89 | 80 | Yes
ERVs | Airia Brands Inc. | Lifebreath | 130ERVD | 150 | 0.6 | 59 | 125 | 59 | 125 | 59 | 125 | 75 | 42 | 89 | 80 | Yes
ERVs | Airia Brands Inc. | Lifebreath | 130ERVD | 175 | 0.7 | 55 | 117 | 55 | 117 | 55 | 117 | 75 | 42 | 89 | 80 | Yes
ERVs | Airia Brands Inc. | Lifebreath | 130ERVD | 200 | 0.8 | 50 | 106 | 50 | 106 | 50 | 106 | 75 | 42 | 89 | 80 | Yes
ERVs | Airia Brands Inc. | Lifebreath | 130ERVD | 225 | 0.9 | 46 | 97 | 46 | 97 | 45 | 95 | 75 | 42 | 89 | 80 | Yes
ERVs | Airia Brands Inc. | Lifebreath | 130ERVD | 250 | 1.0 | 41 | 87 | 41 | 87 | 40 | 85 | 75 | 42 | 89 | 80 | Yes
ERVs | Airia Brands Inc. | Lifebreath | 130ERVD | 300 | 1.2 | 32 | 68 | 32 | 68 | 31 | 66 | 75 | 42 | 89 | 80 | Yes
ERVs | Airia Brands Inc. | Lifebreath | 130ERVD | 350 | 1.4 | 22 | 47 | 22 | 47 | 21 | 44 | 75 | 42 | 89 | 80 | Yes
ERVs | Airia Brands Inc. | Lifebreath | METRO120ERVD | 25 | 0.1 | 63 | 133 | 63 | 133 | 63 | 133 | 67 | 23 | 49 | 49 | Yes
ERVs | Airia Brands Inc. | Lifebreath | METRO120ERVD | 50 | 0.2 | 61 | 129 | 61 | 129 | 61 | 129 | 67 | 23 | 49 | 49 | Yes
ERVs | Airia Brands Inc. | Lifebreath | METRO120ERVD | 75 | 0.3 | 59 | 125 | 60 | 127 | 59 | 125 | 67 | 23 | 49 | 49 | Yes
ERVs | Airia Brands Inc. | Lifebreath | METRO120ERVD | 100 | 0.4 | 57 | 121 | 58 | 123 | 57 | 121 | 67 | 23 | 49 | 49 | Yes
ERVs | Airia Brands Inc. | Lifebreath | METRO120ERVD | 125 | 0.5 | 55 | 117 | 56 | 119 | 55 | 117 | 67 | 23 | 49 | 49 | Yes
ERVs | Airia Brands Inc. | Lifebreath | METRO120ERVD | 150 | 0.6 | 53 | 112 | 53 | 112 | 53 | 112 | 67 | 23 | 49 | 49 | Yes
ERVs | Airia Brands Inc. | Lifebreath | METRO120ERVD | 175 | 0.7 | 50 | 106 | 51 | 108 | 50 | 106 | 67 | 23 | 49 | 49 | Yes
ERVs | Airia Brands Inc. | Lifebreath | METRO120ERVD | 200 | 0.8 | 48 | 102 | 48 | 102 | 48 | 102 | 67 | 23 | 49 | 49 | Yes
ERVs | Airia Brands Inc. | Lifebreath | METRO120ERVD | 225 | 0.9 | 44 | 93 | 45 | 95 | 44 | 93 | 67 | 23 | 49 | 49 | Yes
ERVs | Airia Brands Inc. | Lifebreath | METRO120ERVD | 250 | 1.0 | 41 | 87 | 41 | 87 | 40 | 85 | 67 | 23 | 49 | 49 | Yes
ERVs | Airia Brands Inc. | Lifebreath | 180ERVD | 25 | 0.1 | 92 | 195 | 93 | 197 | 91 | 193 | 77 | 32 | 68 | 26 | Yes
ERVs | Airia Brands Inc. | Lifebreath | 180ERVD | 50 | 0.2 | 88 | 186 | 90 | 191 | 86 | 182 | 77 | 32 | 68 | 26 | Yes
ERVs | Airia Brands Inc. | Lifebreath | 180ERVD | 75 | 0.3 | 84 | 178 | 86 | 182 | 82 | 174 | 77 | 32 | 68 | 26 | Yes
ERVs | Airia Brands Inc. | Lifebreath | 180ERVD | 100 | 0.4 | 81 | 172 | 83 | 176 | 78 | 165 | 77 | 32 | 68 | 26 | Yes
ERVs | Airia Brands Inc. | Lifebreath | 180ERVD | 125 | 0.5 | 78 | 165 | 80 | 170 | 75 | 159 | 77 | 32 | 68 | 26 | Yes
ERVs | Airia Brands Inc. | Lifebreath | 180ERVD | 150 | 0.6 | 75 | 159 | 76 | 161 | 72 | 153 | 77 | 32 | 68 | 26 | Yes
ERVs | Airia Brands Inc. | Lifebreath | 180ERVD | 175 | 0.7 | 72 | 153 | 73 | 155 | 69 | 146 | 77 | 32 | 68 | 26 | Yes
ERVs | Airia Brands Inc. | Lifebreath | 180ERVD | 200 | 0.8 | 68 | 144 | 70 | 148 | 66 | 140 | 77 | 32 | 68 | 26 | Yes
ERVs | Airia Brands Inc. | Lifebreath | 180ERVD | 225 | 0.9 | 64 | 136 | 66 | 140 | 63 | 133 | 77 | 32 | 68 | 26 | Yes
ERVs | Airia Brands Inc. | Lifebreath | 180ERVD | 250 | 1.0 | 60 | 127 | 62 | 131 | 59 | 125 | 77 | 32 | 68 | 26 | Yes
ERVs | Airia Brands Inc. | Lifebreath | 180ERVD | 300 | 1.2 | 51 | 108 | 52 | 110 | 51 | 108 | 77 | 32 | 68 | 26 | Yes
ERVs | Airia Brands Inc. | Lifebreath | 180ERVD | 350 | 1.4 | 38 | 81 | 39 | 83 | 39 | 83 | 77 | 32 | 68 | 26 | Yes
ERVs | Airia Brands Inc. | Lifebreath | 180ERVD | 400 | 1.6 | 23 | 49 | 23 | 49 | 24 | 51 | 77 | 32 | 68 | 26 | Yes
HRVs | MINOTAIR Ventilation Inc. | Minotair | PentaCare-V12 | 25 | 0.1 | 125 | 265 | 126 | 267 | 121 | 256 | 116 | 47 | 100 | 740 | No
HRVs | MINOTAIR Ventilation Inc. | Minotair | PentaCare-V12 | 50 | 0.2 | 124 | 263 | 125 | 265 | 121 | 256 | 116 | 47 | 100 | 740 | No
HRVs | MINOTAIR Ventilation Inc. | Minotair | PentaCare-V12 | 75 | 0.3 | 124 | 263 | 124 | 263 | 121 | 256 | 116 | 47 | 100 | 740 | No
HRVs | MINOTAIR Ventilation Inc. | Minotair | PentaCare-V12 | 100 | 0.4 | 124 | 263 | 124 | 263 | 121 | 256 | 116 | 47 | 100 | 740 | No
HRVs | MINOTAIR Ventilation Inc. | Minotair | PentaCare-V12 | 125 | 0.5 | 124 | 263 | 124 | 263 | 121 | 256 | 116 | 47 | 100 | 740 | No
HRVs | MINOTAIR Ventilation Inc. | Minotair | PentaCare-V12 | 150 | 0.6 | 124 | 263 | 125 | 265 | 121 | 256 | 116 | 47 | 100 | 740 | No
HRVs | MINOTAIR Ventilation Inc. | Minotair | PentaCare-V12 | 175 | 0.7 | 124 | 263 | 125 | 265 | 121 | 256 | 116 | 47 | 100 | 740 | No
HRVs | MINOTAIR Ventilation Inc. | Minotair | PentaCare-V12 | 200 | 0.8 | 124 | 263 | 125 | 265 | 120 | 254 | 116 | 47 | 100 | 740 | No
HRVs | MINOTAIR Ventilation Inc. | Minotair | PentaCare-V12 | 225 | 0.9 | 125 | 265 | 125 | 265 | 120 | 254 | 116 | 47 | 100 | 740 | No
HRVs | MINOTAIR Ventilation Inc. | Minotair | PentaCare-V12 | 250 | 1.0 | 124 | 263 | 125 | 265 | 119 | 252 | 116 | 47 | 100 | 740 | No
HRVs | MINOTAIR Ventilation Inc. | Minotair | PentaCare-V12 | 275 | 1.1 | 124 | 263 | 125 | 265 | 117 | 248 | 116 | 47 | 100 | 740 | No
HRVs | MINOTAIR Ventilation Inc. | Minotair | PentaCare-V12 | 300 | 1.2 | 123 | 261 | 124 | 263 | 115 | 244 | 116 | 47 | 100 | 740 | No
HRVs | MINOTAIR Ventilation Inc. | Minotair | PentaCare-V12 | 325 | 1.3 | 122 | 259 | 122 | 259 | 112 | 237 | 116 | 47 | 100 | 740 | No
HRVs | MINOTAIR Ventilation Inc. | Minotair | PentaCare-V12 | 350 | 1.4 | 120 | 254 | 120 | 254 | 109 | 231 | 116 | 47 | 100 | 740 | No
HRVs | MINOTAIR Ventilation Inc. | Minotair | PentaCare-V12 | 375 | 1.5 | 117 | 248 | 117 | 248 | 105 | 222 | 116 | 47 | 100 | 740 | No
HRVs | Canac-Marquis Grenier | NEKTRA | NEKTRA 150 | 25 | 0.1 | 88 | 186 | 90 | 191 | 86 | 182 | 65 | 30 | 64 | 48 | Yes
HRVs | Canac-Marquis Grenier | NEKTRA | NEKTRA 150 | 50 | 0.2 | 82 | 174 | 84 | 178 | 80 | 170 | 65 | 30 | 64 | 48 | Yes
HRVs | Canac-Marquis Grenier | NEKTRA | NEKTRA 150 | 75 | 0.3 | 77 | 163 | 79 | 167 | 75 | 159 | 65 | 30 | 64 | 48 | Yes
HRVs | Canac-Marquis Grenier | NEKTRA | NEKTRA 150 | 100 | 0.4 | 71 | 150 | 73 | 155 | 69 | 146 | 65 | 30 | 64 | 48 | Yes
HRVs | Canac-Marquis Grenier | NEKTRA | NEKTRA 150 | 125 | 0.5 | 66 | 140 | 67 | 142 | 64 | 136 | 65 | 30 | 64 | 48 | Yes
HRVs | Canac-Marquis Grenier | NEKTRA | NEKTRA 150 | 150 | 0.6 | 60 | 127 | 61 | 129 | 58 | 123 | 65 | 30 | 64 | 48 | Yes
HRVs | Canac-Marquis Grenier | NEKTRA | NEKTRA 150 | 175 | 0.7 | 54 | 114 | 55 | 117 | 52 | 110 | 65 | 30 | 64 | 48 | Yes
HRVs | Canac-Marquis Grenier | NEKTRA | NEKTRA 150 | 200 | 0.8 | 48 | 102 | 49 | 104 | 46 | 97 | 65 | 30 | 64 | 48 | Yes
HRVs | Canac-Marquis Grenier | NEKTRA | NEKTRA 150 | 225 | 0.9 | 42 | 89 | 42 | 89 | 39 | 83 | 65 | 30 | 64 | 48 | Yes
HRVs | Canac-Marquis Grenier | NEKTRA | NEKTRA 150 | 250 | 1.0 | 35 | 74 | 35 | 74 | 31 | 66 | 65 | 30 | 64 | 48 | Yes
HRVs | Canac-Marquis Grenier | NEKTRA | NEKTRA 200 | 25 | 0.1 | 96 | 203 | 97 | 206 | 100 | 212 | 76 | 30 | 64 | 61 | Yes
HRVs | Canac-Marquis Grenier | NEKTRA | NEKTRA 200 | 50 | 0.2 | 91 | 193 | 92 | 195 | 93 | 197 | 76 | 30 | 64 | 61 | Yes
HRVs | Canac-Marquis Grenier | NEKTRA | NEKTRA 200 | 75 | 0.3 | 86 | 182 | 87 | 184 | 87 | 184 | 76 | 30 | 64 | 61 | Yes
HRVs | Canac-Marquis Grenier | NEKTRA | NEKTRA 200 | 100 | 0.4 | 80 | 170 | 82 | 174 | 81 | 172 | 76 | 30 | 64 | 61 | Yes
HRVs | Canac-Marquis Grenier | NEKTRA | NEKTRA 200 | 125 | 0.5 | 75 | 159 | 76 | 161 | 74 | 157 | 76 | 30 | 64 | 61 | Yes
HRVs | Canac-Marquis Grenier | NEKTRA | NEKTRA 200 | 150 | 0.6 | 69 | 146 | 70 | 148 | 68 | 144 | 76 | 30 | 64 | 61 | Yes
HRVs | Canac-Marquis Grenier | NEKTRA | NEKTRA 200 | 175 | 0.7 | 63 | 133 | 64 | 136 | 61 | 129 | 76 | 30 | 64 | 61 | Yes
HRVs | Canac-Marquis Grenier | NEKTRA | NEKTRA 200 | 200 | 0.8 | 57 | 121 | 58 | 123 | 54 | 114 | 76 | 30 | 64 | 61 | Yes
HRVs | Canac-Marquis Grenier | NEKTRA | NEKTRA 200 | 225 | 0.9 | 50 | 106 | 51 | 108 | 48 | 102 | 76 | 30 | 64 | 61 | Yes
HRVs | Canac-Marquis Grenier | NEKTRA | NEKTRA 200 | 250 | 1.0 | 43 | 91 | 44 | 93 | 41 | 87 | 76 | 30 | 64 | 61 | Yes
HRVs | Nu-Air Ventilation Systems Inc. | Nu-Air | ES160 | 25 | 0.1 | 80 | 170 | 83 | 176 | 95 | 201 | 66 | 29 | 61 | 60 | Yes
HRVs | Nu-Air Ventilation Systems Inc. | Nu-Air | ES160 | 50 | 0.2 | 75 | 159 | 78 | 165 | 88 | 186 | 66 | 29 | 61 | 60 | Yes
HRVs | Nu-Air Ventilation Systems Inc. | Nu-Air | ES160 | 75 | 0.3 | 70 | 148 | 72 | 153 | 81 | 172 | 66 | 29 | 61 | 60 | Yes
HRVs | Nu-Air Ventilation Systems Inc. | Nu-Air | ES160 | 100 | 0.4 | 63 | 133 | 66 | 140 | 73 | 155 | 66 | 29 | 61 | 60 | Yes
HRVs | Nu-Air Ventilation Systems Inc. | Nu-Air | ES160 | 125 | 0.5 | 57 | 121 | 60 | 127 | 66 | 140 | 66 | 29 | 61 | 60 | Yes
HRVs | Nu-Air Ventilation Systems Inc. | Nu-Air | ES160 | 150 | 0.6 | 51 | 108 | 54 | 114 | 59 | 125 | 66 | 29 | 61 | 60 | Yes
HRVs | Nu-Air Ventilation Systems Inc. | Nu-Air | ES160 | 175 | 0.7 | 45 | 95 | 47 | 100 | 51 | 108 | 66 | 29 | 61 | 60 | Yes
HRVs | Nu-Air Ventilation Systems Inc. | Nu-Air | ES160 | 200 | 0.8 | 38 | 81 | 40 | 85 | 43 | 91 | 66 | 29 | 61 | 60 | Yes
HRVs | Nu-Air Ventilation Systems Inc. | Nu-Air | ES160 | 225 | 0.9 | 31 | 66 | 33 | 70 | 35 | 74 | 66 | 29 | 61 | 60 | Yes
HRVs | Nu-Air Ventilation Systems Inc. | Nu-Air | ES160 | 250 | 1.0 | 25 | 53 | 26 | 55 | 26 | 55 | 66 | 29 | 61 | 60 | Yes
HRVs | Nu-Air Ventilation Systems Inc. | Nu-Air | ES160 | 275 | 1.1 | 18 | 38 | 18 | 38 | 17 | 36 | 66 | 29 | 61 | 60 | Yes
HRVs | Nu-Air Ventilation Systems Inc. | Nu-Air | ES100 | 25 | 0.1 | 60 | 127 | 62 | 131 | 79 | 167 | 66 | 30 | 64 | 52 | No
HRVs | Nu-Air Ventilation Systems Inc. | Nu-Air | ES100 | 50 | 0.2 | 55 | 117 | 57 | 121 | 73 | 155 | 66 | 30 | 64 | 52 | No
HRVs | Nu-Air Ventilation Systems Inc. | Nu-Air | ES100 | 75 | 0.3 | 49 | 104 | 51 | 108 | 66 | 140 | 66 | 30 | 64 | 52 | No
HRVs | Nu-Air Ventilation Systems Inc. | Nu-Air | ES100 | 100 | 0.4 | 44 | 93 | 45 | 95 | 60 | 127 | 66 | 30 | 64 | 52 | No
HRVs | Nu-Air Ventilation Systems Inc. | Nu-Air | ES100 | 125 | 0.5 | 38 | 81 | 39 | 83 | 53 | 112 | 66 | 30 | 64 | 52 | No
HRVs | Nu-Air Ventilation Systems Inc. | Nu-Air | ES100 | 150 | 0.6 | 32 | 68 | 33 | 70 | 47 | 100 | 66 | 30 | 64 | 52 | No
HRVs | Nu-Air Ventilation Systems Inc. | Nu-Air | ES100 | 175 | 0.7 | 24 | 51 | 25 | 53 | 40 | 85 | 66 | 30 | 64 | 52 | No
HRVs | Nu-Air Ventilation Systems Inc. | Nu-Air | ES100 | 200 | 0.8 | 16 | 34 | 17 | 36 | 33 | 70 | 66 | 30 | 64 | 52 | No
HRVs | Nu-Air Ventilation Systems Inc. | Nu-Air | NU145 | 25 | 0.1 | 67 | 142 | 68 | 144 | 82 | 174 | 71 | 30 | 64 | 50 | No
HRVs | Nu-Air Ventilation Systems Inc. | Nu-Air | NU145 | 50 | 0.2 | 58 | 123 | 59 | 125 | 71 | 150 | 71 | 30 | 64 | 50 | No
HRVs | Nu-Air Ventilation Systems Inc. | Nu-Air | NU145 | 75 | 0.3 | 51 | 108 | 52 | 110 | 64 | 136 | 71 | 30 | 64 | 50 | No
HRVs | Nu-Air Ventilation Systems Inc. | Nu-Air | NU145 | 100 | 0.4 | 47 | 100 | 48 | 102 | 58 | 123 | 71 | 30 | 64 | 50 | No
HRVs | Nu-Air Ventilation Systems Inc. | Nu-Air | NU145 | 125 | 0.5 | 43 | 91 | 44 | 93 | 49 | 104 | 71 | 30 | 64 | 50 | No
HRVs | Nu-Air Ventilation Systems Inc. | Nu-Air | NU145 | 150 | 0.6 | 37 | 78 | 37 | 78 | 44 | 93 | 71 | 30 | 64 | 50 | No
HRVs | Nu-Air Ventilation Systems Inc. | Nu-Air | NU145 | 175 | 0.7 | 30 | 64 | 30 | 64 | 41 | 87 | 71 | 30 | 64 | 50 | No
HRVs | Nu-Air Ventilation Systems Inc. | Nu-Air | NU145 | 200 | 0.8 | 22 | 47 | 22 | 47 | 34 | 72 | 71 | 30 | 64 | 50 | No
HRVs | Nu-Air Ventilation Systems Inc. | Nu-Air | ES150 | 25 | 0.1 | 67 | 142 | 68 | 144 | 82 | 174 | 71 | 30 | 64 | 50 | No
HRVs | Nu-Air Ventilation Systems Inc. | Nu-Air | ES150 | 50 | 0.2 | 58 | 123 | 59 | 125 | 71 | 150 | 71 | 30 | 64 | 50 | No
HRVs | Nu-Air Ventilation Systems Inc. | Nu-Air | ES150 | 75 | 0.3 | 51 | 108 | 52 | 110 | 64 | 136 | 71 | 30 | 64 | 50 | No
HRVs | Nu-Air Ventilation Systems Inc. | Nu-Air | ES150 | 100 | 0.4 | 47 | 100 | 48 | 102 | 58 | 123 | 71 | 30 | 64 | 50 | No
HRVs | Nu-Air Ventilation Systems Inc. | Nu-Air | ES150 | 125 | 0.5 | 43 | 91 | 44 | 93 | 49 | 104 | 71 | 30 | 64 | 50 | No
HRVs | Nu-Air Ventilation Systems Inc. | Nu-Air | ES150 | 150 | 0.6 | 37 | 78 | 37 | 78 | 44 | 93 | 71 | 30 | 64 | 50 | No
HRVs | Nu-Air Ventilation Systems Inc. | Nu-Air | ES150 | 175 | 0.7 | 30 | 64 | 30 | 64 | 41 | 87 | 71 | 30 | 64 | 50 | No
HRVs | Nu-Air Ventilation Systems Inc. | Nu-Air | ES150 | 200 | 0.8 | 22 | 47 | 22 | 47 | 34 | 72 | 71 | 30 | 64 | 50 | No
HRVs | Nu-Air Ventilation Systems Inc. | Nu-Air | EL1300 | 25 | 0.1 | 67 | 142 | 68 | 144 | 82 | 174 | 71 | 30 | 64 | 50 | No
HRVs | Nu-Air Ventilation Systems Inc. | Nu-Air | EL1300 | 50 | 0.2 | 58 | 123 | 59 | 125 | 71 | 150 | 71 | 30 | 64 | 50 | No
HRVs | Nu-Air Ventilation Systems Inc. | Nu-Air | EL1300 | 75 | 0.3 | 51 | 108 | 52 | 110 | 64 | 136 | 71 | 30 | 64 | 50 | No
HRVs | Nu-Air Ventilation Systems Inc. | Nu-Air | EL1300 | 100 | 0.4 | 47 | 100 | 48 | 102 | 58 | 123 | 71 | 30 | 64 | 50 | No
HRVs | Nu-Air Ventilation Systems Inc. | Nu-Air | EL1300 | 125 | 0.5 | 43 | 91 | 44 | 93 | 49 | 104 | 71 | 30 | 64 | 50 | No
HRVs | Nu-Air Ventilation Systems Inc. | Nu-Air | EL1300 | 150 | 0.6 | 37 | 78 | 37 | 78 | 44 | 93 | 71 | 30 | 64 | 50 | No
HRVs | Nu-Air Ventilation Systems Inc. | Nu-Air | EL1300 | 175 | 0.7 | 30 | 64 | 30 | 64 | 41 | 87 | 71 | 30 | 64 | 50 | No
HRVs | Nu-Air Ventilation Systems Inc. | Nu-Air | EL1300 | 200 | 0.8 | 22 | 47 | 22 | 47 | 34 | 72 | 71 | 30 | 64 | 50 | No
ERVs | Nu-Air Ventilation Systems Inc. | Nu-Air | ES160E | 25 | 0.1 | 72 | 153 | 75 | 159 | 72 | 153 | 74 | 30 | 64 | 60 | No
ERVs | Nu-Air Ventilation Systems Inc. | Nu-Air | ES160E | 50 | 0.2 | 66 | 140 | 69 | 146 | 68 | 144 | 74 | 30 | 64 | 60 | No
ERVs | Nu-Air Ventilation Systems Inc. | Nu-Air | ES160E | 75 | 0.3 | 60 | 127 | 62 | 131 | 62 | 131 | 74 | 30 | 64 | 60 | No
ERVs | Nu-Air Ventilation Systems Inc. | Nu-Air | ES160E | 100 | 0.4 | 53 | 112 | 55 | 117 | 57 | 121 | 74 | 30 | 64 | 60 | No
ERVs | Nu-Air Ventilation Systems Inc. | Nu-Air | ES160E | 125 | 0.5 | 46 | 97 | 48 | 102 | 51 | 108 | 74 | 30 | 64 | 60 | No
ERVs | Nu-Air Ventilation Systems Inc. | Nu-Air | ES160E | 150 | 0.6 | 38 | 81 | 40 | 85 | 46 | 97 | 74 | 30 | 64 | 60 | No
ERVs | Nu-Air Ventilation Systems Inc. | Nu-Air | ES160E | 175 | 0.7 | 29 | 61 | 30 | 64 | 42 | 89 | 74 | 30 | 64 | 60 | No
ERVs | Nu-Air Ventilation Systems Inc. | Nu-Air | ES115e | 25 | 0.1 | 63 | 133 | 66 | 140 | 70 | 148 | 67 | 25 | 53 | 66 | Yes
ERVs | Nu-Air Ventilation Systems Inc. | Nu-Air | ES115e | 50 | 0.2 | 59 | 125 | 62 | 131 | 66 | 140 | 67 | 25 | 53 | 66 | Yes
ERVs | Nu-Air Ventilation Systems Inc. | Nu-Air | ES115e | 75 | 0.3 | 55 | 117 | 58 | 123 | 62 | 131 | 67 | 25 | 53 | 66 | Yes
ERVs | Nu-Air Ventilation Systems Inc. | Nu-Air | ES115e | 100 | 0.4 | 51 | 108 | 54 | 114 | 58 | 123 | 67 | 25 | 53 | 66 | Yes
ERVs | Nu-Air Ventilation Systems Inc. | Nu-Air | ES115e | 125 | 0.5 | 48 | 102 | 50 | 106 | 54 | 114 | 67 | 25 | 53 | 66 | Yes
ERVs | Nu-Air Ventilation Systems Inc. | Nu-Air | ES115e | 150 | 0.6 | 43 | 91 | 46 | 97 | 49 | 104 | 67 | 25 | 53 | 66 | Yes
ERVs | Nu-Air Ventilation Systems Inc. | Nu-Air | ES115e | 175 | 0.7 | 39 | 83 | 41 | 87 | 45 | 95 | 67 | 25 | 53 | 66 | Yes
ERVs | Nu-Air Ventilation Systems Inc. | Nu-Air | ES115e | 200 | 0.8 | 34 | 72 | 36 | 76 | 40 | 85 | 67 | 25 | 53 | 66 | Yes
ERVs | Nu-Air Ventilation Systems Inc. | Nu-Air | ES115e | 225 | 0.9 | 29 | 61 | 30 | 64 | 34 | 72 | 67 | 25 | 53 | 66 | Yes
ERVs | Nu-Air Ventilation Systems Inc. | Nu-Air | ES115e | 250 | 1.0 | 23 | 49 | 24 | 51 | 29 | 61 | 67 | 25 | 53 | 66 | Yes
ERVs | Nu-Air Ventilation Systems Inc. | Nu-Air | SE182E | 25 | 0.1 | 100 | 212 | 105 | 222 | 115 | 244 | 80 | 25 | 53 | 84 | Yes
ERVs | Nu-Air Ventilation Systems Inc. | Nu-Air | SE182E | 50 | 0.2 | 95 | 201 | 100 | 212 | 106 | 225 | 80 | 25 | 53 | 84 | Yes
ERVs | Nu-Air Ventilation Systems Inc. | Nu-Air | SE182E | 75 | 0.3 | 90 | 191 | 95 | 201 | 100 | 212 | 80 | 25 | 53 | 84 | Yes
ERVs | Nu-Air Ventilation Systems Inc. | Nu-Air | SE182E | 100 | 0.4 | 85 | 180 | 90 | 191 | 95 | 201 | 80 | 25 | 53 | 84 | Yes
ERVs | Nu-Air Ventilation Systems Inc. | Nu-Air | SE182E | 125 | 0.5 | 80 | 170 | 85 | 180 | 90 | 191 | 80 | 25 | 53 | 84 | Yes
ERVs | Nu-Air Ventilation Systems Inc. | Nu-Air | SE182E | 150 | 0.6 | 75 | 159 | 80 | 170 | 85 | 180 | 80 | 25 | 53 | 84 | Yes
ERVs | Nu-Air Ventilation Systems Inc. | Nu-Air | SE182E | 175 | 0.7 | 70 | 148 | 75 | 159 | 80 | 170 | 80 | 25 | 53 | 84 | Yes
ERVs | Nu-Air Ventilation Systems Inc. | Nu-Air | SE182E | 200 | 0.8 | 63 | 133 | 66 | 140 | 72 | 153 | 80 | 25 | 53 | 84 | Yes
ERVs | Nu-Air Ventilation Systems Inc. | Nu-Air | SE182E | 225 | 0.9 | 57 | 121 | 52 | 110 | 65 | 138 | 80 | 25 | 53 | 84 | Yes
ERVs | Nu-Air Ventilation Systems Inc. | Nu-Air | SE182E | 250 | 1.0 | 50 | 106 | 53 | 112 | 60 | 127 | 80 | 25 | 53 | 84 | Yes
ERVs | Nu-Air Ventilation Systems Inc. | Nu-Air | SE182E | 275 | 1.1 | 45 | 95 | 47 | 100 | 53 | 112 | 80 | 25 | 53 | 84 | Yes
ERVs | Nu-Air Ventilation Systems Inc. | Nu-Air | SE182E | 300 | 1.2 | 40 | 85 | 41 | 87 | 43 | 91 | 80 | 25 | 53 | 84 | Yes
ERVs | Nu-Air Ventilation Systems Inc. | Nu-Air | SE182E | 325 | 1.3 | 35 | 74 | 36 | 76 | 37 | 78 | 80 | 25 | 53 | 84 | Yes
ERVs | Nu-Air Ventilation Systems Inc. | Nu-Air | SE182E | 350 | 1.4 | 28 | 59 | 30 | 64 | 27 | 57 | 80 | 25 | 53 | 84 | Yes
ERVs | Nu-Air Ventilation Systems Inc. | Nu-Air | ES095 ERV | 25 | 0.1 | 45 | 95 | 47 | 100 | 53 | 112 | 72 | 24 | 51 | 60 | Yes
ERVs | Nu-Air Ventilation Systems Inc. | Nu-Air | ES095 ERV | 50 | 0.2 | 42 | 89 | 44 | 93 | 49 | 104 | 72 | 24 | 51 | 60 | Yes
ERVs | Nu-Air Ventilation Systems Inc. | Nu-Air | ES095 ERV | 75 | 0.3 | 38 | 81 | 40 | 85 | 44 | 93 | 72 | 24 | 51 | 60 | Yes
ERVs | Nu-Air Ventilation Systems Inc. | Nu-Air | ES095 ERV | 100 | 0.4 | 34 | 72 | 35 | 74 | 40 | 85 | 72 | 24 | 51 | 60 | Yes
ERVs | Nu-Air Ventilation Systems Inc. | Nu-Air | ES095 ERV | 125 | 0.5 | 30 | 64 | 31 | 66 | 36 | 76 | 72 | 24 | 51 | 60 | Yes
ERVs | Nu-Air Ventilation Systems Inc. | Nu-Air | ES095 ERV | 150 | 0.6 | 25 | 53 | 27 | 57 | 31 | 66 | 72 | 24 | 51 | 60 | Yes
ERVs | Nu-Air Ventilation Systems Inc. | Nu-Air | ES095 ERV | 175 | 0.7 | 21 | 44 | 22 | 47 | 27 | 57 | 72 | 24 | 51 | 60 | Yes
ERVs | Nu-Air Ventilation Systems Inc. | Nu-Air | ES095 ERV | 200 | 0.8 | 18 | 38 | 19 | 40 | 23 | 49 | 72 | 24 | 51 | 60 | Yes
ERVs | Ortech Industries Inc. | Ortech | ODD-ERV-150 | 25 | 0.1 | 72 | 153 | 74 | 157 | 73 | 155 | 71 | 32 | 68 | 27 | Yes
ERVs | Ortech Industries Inc. | Ortech | ODD-ERV-150 | 50 | 0.2 | 71 | 150 | 72 | 153 | 71 | 150 | 71 | 32 | 68 | 27 | Yes
ERVs | Ortech Industries Inc. | Ortech | ODD-ERV-150 | 75 | 0.3 | 70 | 148 | 71 | 150 | 69 | 146 | 71 | 32 | 68 | 27 | Yes
ERVs | Ortech Industries Inc. | Ortech | ODD-ERV-150 | 100 | 0.4 | 68 | 144 | 70 | 148 | 67 | 142 | 71 | 32 | 68 | 27 | Yes
ERVs | Ortech Industries Inc. | Ortech | OD-ERV 150-23 | 25 | 0.1 | 70 | 148 | 71 | 150 | 74 | 157 | 62 | 24 | 51 | 70 | Yes
ERVs | Ortech Industries Inc. | Ortech | OD-ERV 150-23 | 50 | 0.2 | 66 | 140 | 67 | 142 | 69 | 146 | 62 | 24 | 51 | 70 | Yes
ERVs | Ortech Industries Inc. | Ortech | OD-ERV 150-23 | 75 | 0.3 | 63 | 133 | 64 | 136 | 65 | 138 | 62 | 24 | 51 | 70 | Yes
ERVs | Ortech Industries Inc. | Ortech | OD-ERV 150-23 | 100 | 0.4 | 59 | 125 | 60 | 127 | 62 | 131 | 62 | 24 | 51 | 70 | Yes
ERVs | Ortech Industries Inc. | Ortech | OD-ERV 150-23 | 125 | 0.5 | 56 | 119 | 57 | 121 | 58 | 123 | 62 | 24 | 51 | 70 | Yes
ERVs | Ortech Industries Inc. | Ortech | OD-ERV 150-23 | 150 | 0.6 | 52 | 110 | 53 | 112 | 54 | 114 | 62 | 24 | 51 | 70 | Yes
ERVs | Ortech Industries Inc. | Ortech | OD-ERV 150-23 | 175 | 0.7 | 48 | 102 | 49 | 104 | 50 | 106 | 62 | 24 | 51 | 70 | Yes
ERVs | Ortech Industries Inc. | Ortech | OD-ERV 150-23 | 200 | 0.8 | 45 | 95 | 46 | 97 | 46 | 97 | 62 | 24 | 51 | 70 | Yes
ERVs | Ortech Industries Inc. | Ortech | OD-ERV 150-23 | 250 | 1.0 | 37 | 78 | 37 | 78 | 38 | 81 | 62 | 24 | 51 | 70 | Yes
ERVs | Ortech Industries Inc. | Ortech | OD-ERV 150-23 | 300 | 1.2 | 28 | 59 | 28 | 59 | 30 | 64 | 62 | 24 | 51 | 70 | Yes
ERVs | Ortech Industries Inc. | Ortech | OD-ERV 150-23 | 350 | 1.4 | 18 | 38 | 18 | 38 | 21 | 44 | 62 | 24 | 51 | 70 | Yes
HRVs | Oxygen8 Solutions Inc | Oxygen8 | Vita 120HRV | 25 | 0.1 | 56 | 119 | 58 | 123 | 63 | 133 | 82 | 30 | 64 | 32 | Yes
HRVs | Oxygen8 Solutions Inc | Oxygen8 | Vita 120HRV | 50 | 0.2 | 55 | 117 | 56 | 119 | 61 | 129 | 82 | 30 | 64 | 32 | Yes
HRVs | Oxygen8 Solutions Inc | Oxygen8 | Vita 120HRV | 75 | 0.3 | 53 | 112 | 54 | 114 | 58 | 123 | 82 | 30 | 64 | 32 | Yes
HRVs | Oxygen8 Solutions Inc | Oxygen8 | Vita 120HRV | 100 | 0.4 | 50 | 106 | 51 | 108 | 55 | 117 | 82 | 30 | 64 | 32 | Yes
HRVs | Oxygen8 Solutions Inc | Oxygen8 | Vita 120HRV | 125 | 0.5 | 48 | 102 | 49 | 104 | 52 | 110 | 82 | 30 | 64 | 32 | Yes
HRVs | Oxygen8 Solutions Inc | Oxygen8 | Vita 120HRV | 150 | 0.6 | 45 | 95 | 46 | 97 | 49 | 104 | 82 | 30 | 64 | 32 | Yes
HRVs | Oxygen8 Solutions Inc | Oxygen8 | Vita 120HRV | 175 | 0.7 | 42 | 89 | 43 | 91 | 46 | 97 | 82 | 30 | 64 | 32 | Yes
HRVs | Oxygen8 Solutions Inc | Oxygen8 | Vita 120HRV | 200 | 0.8 | 38 | 81 | 39 | 83 | 43 | 91 | 82 | 30 | 64 | 32 | Yes
HRVs | Oxygen8 Solutions Inc | Oxygen8 | Vita 120HRV | 225 | 0.9 | 35 | 74 | 36 | 76 | 39 | 83 | 82 | 30 | 64 | 32 | Yes
HRVs | Oxygen8 Solutions Inc | Oxygen8 | Vita 120HRV | 250 | 1.0 | 32 | 68 | 33 | 70 | 36 | 76 | 82 | 30 | 64 | 32 | Yes
ERVs | Panasonic Life Solutions Company of America | Panasonic | FV-20VEC1 | 25 | 0.1 | 95 | 201 | 104 | 220 | 103 | 218 | 83 | 32 | 68 | 22 | Yes
ERVs | Panasonic Life Solutions Company of America | Panasonic | FV-20VEC1 | 50 | 0.2 | 95 | 201 | 104 | 220 | 103 | 218 | 83 | 32 | 68 | 22 | Yes
ERVs | Panasonic Life Solutions Company of America | Panasonic | FV-20VEC1 | 75 | 0.3 | 95 | 201 | 104 | 220 | 103 | 218 | 83 | 32 | 68 | 22 | Yes
ERVs | Panasonic Life Solutions Company of America | Panasonic | FV-20VEC1 | 100 | 0.4 | 95 | 201 | 104 | 220 | 103 | 218 | 83 | 32 | 68 | 22 | Yes
ERVs | Panasonic Life Solutions Company of America | Panasonic | FV-20VEC1 | 125 | 0.5 | 86 | 182 | 95 | 201 | 96 | 203 | 83 | 32 | 68 | 22 | Yes
ERVs | Panasonic Life Solutions Company of America | Panasonic | FV-20VEC1 | 150 | 0.6 | 79 | 167 | 87 | 184 | 86 | 182 | 83 | 32 | 68 | 22 | Yes
ERVs | Panasonic Life Solutions Company of America | Panasonic | FV-20VEC1 | 175 | 0.7 | 68 | 144 | 75 | 159 | 71 | 150 | 83 | 32 | 68 | 22 | Yes
ERVs | Panasonic Life Solutions Company of America | Panasonic | FV-20VEC1 | 200 | 0.8 | 48 | 102 | 53 | 112 | 58 | 123 | 83 | 32 | 68 | 22 | Yes
ERVs | Panasonic Life Solutions Company of America | Panasonic | FV-20VEC1 | 225 | 0.9 | 34 | 72 | 38 | 81 | 43 | 91 | 83 | 32 | 68 | 22 | Yes
ERVs | Panasonic Life Solutions Company of America | Panasonic | FV-20VEC1 | 250 | 1.0 | 13 | 28 | 15 | 32 | 33 | 70 | 83 | 32 | 68 | 22 | Yes
ERVs | Panasonic Life Solutions Company of America | Panasonic | FV-10VEC2 | 25 | 0.1 | 47 | 100 | 49 | 104 | 48 | 102 | 80 | 25 | 53 | 29 | Yes
ERVs | Panasonic Life Solutions Company of America | Panasonic | FV-10VEC2 | 50 | 0.2 | 47 | 100 | 49 | 104 | 48 | 102 | 80 | 25 | 53 | 29 | Yes
ERVs | Panasonic Life Solutions Company of America | Panasonic | FV-10VEC2 | 75 | 0.3 | 47 | 100 | 49 | 104 | 48 | 102 | 80 | 25 | 53 | 29 | Yes
ERVs | Panasonic Life Solutions Company of America | Panasonic | FV-10VEC2 | 100 | 0.4 | 47 | 100 | 49 | 104 | 48 | 102 | 80 | 25 | 53 | 29 | Yes
ERVs | Panasonic Life Solutions Company of America | Panasonic | FV-10VEC2 | 125 | 0.5 | 41 | 87 | 43 | 91 | 45 | 95 | 80 | 25 | 53 | 29 | Yes
ERVs | Panasonic Life Solutions Company of America | Panasonic | FV-10VEC2 | 150 | 0.6 | 37 | 78 | 39 | 83 | 43 | 91 | 80 | 25 | 53 | 29 | Yes
ERVs | Panasonic Life Solutions Company of America | Panasonic | FV-10VEC2 | 175 | 0.7 | 32 | 68 | 34 | 72 | 39 | 83 | 80 | 25 | 53 | 29 | Yes
ERVs | Panasonic Life Solutions Company of America | Panasonic | FV-10VEC2 | 200 | 0.8 | 25 | 53 | 26 | 55 | 35 | 74 | 80 | 25 | 53 | 29 | Yes
ERVs | Panasonic Life Solutions Company of America | Panasonic | FV-10VEC2 | 225 | 0.9 | 20 | 42 | 21 | 44 | 31 | 66 | 80 | 25 | 53 | 29 | Yes
ERVs | Panasonic Life Solutions Company of America | Panasonic | FV-10VE2 | 25 | 0.1 | 47 | 100 | 49 | 104 | 48 | 102 | 80 | 25 | 53 | 29 | Yes
ERVs | Panasonic Life Solutions Company of America | Panasonic | FV-10VE2 | 50 | 0.2 | 47 | 100 | 49 | 104 | 48 | 102 | 80 | 25 | 53 | 29 | Yes
ERVs | Panasonic Life Solutions Company of America | Panasonic | FV-10VE2 | 75 | 0.3 | 47 | 100 | 49 | 104 | 48 | 102 | 80 | 25 | 53 | 29 | Yes
ERVs | Panasonic Life Solutions Company of America | Panasonic | FV-10VE2 | 100 | 0.4 | 47 | 100 | 49 | 104 | 48 | 102 | 80 | 25 | 53 | 29 | Yes
ERVs | Panasonic Life Solutions Company of America | Panasonic | FV-10VE2 | 125 | 0.5 | 41 | 87 | 43 | 91 | 45 | 95 | 80 | 25 | 53 | 29 | Yes
ERVs | Panasonic Life Solutions Company of America | Panasonic | FV-10VE2 | 150 | 0.6 | 37 | 78 | 39 | 83 | 43 | 91 | 80 | 25 | 53 | 29 | Yes
ERVs | Panasonic Life Solutions Company of America | Panasonic | FV-10VE2 | 175 | 0.7 | 32 | 68 | 34 | 72 | 39 | 83 | 80 | 25 | 53 | 29 | Yes
ERVs | Panasonic Life Solutions Company of America | Panasonic | FV-10VE2 | 200 | 0.8 | 25 | 53 | 26 | 55 | 35 | 74 | 80 | 25 | 53 | 29 | Yes
ERVs | Panasonic Life Solutions Company of America | Panasonic | FV-10VE2 | 225 | 0.9 | 20 | 42 | 21 | 44 | 31 | 66 | 80 | 25 | 53 | 29 | Yes
ERVs | Panasonic Life Solutions Company of America | Panasonic | FV-10VEC2R | 25 | 0.1 | 47 | 100 | 49 | 104 | 48 | 102 | 80 | 25 | 53 | 29 | Yes
ERVs | Panasonic Life Solutions Company of America | Panasonic | FV-10VEC2R | 50 | 0.2 | 47 | 100 | 49 | 104 | 48 | 102 | 80 | 25 | 53 | 29 | Yes
ERVs | Panasonic Life Solutions Company of America | Panasonic | FV-10VEC2R | 75 | 0.3 | 47 | 100 | 49 | 104 | 48 | 102 | 80 | 25 | 53 | 29 | Yes
ERVs | Panasonic Life Solutions Company of America | Panasonic | FV-10VEC2R | 100 | 0.4 | 47 | 100 | 49 | 104 | 48 | 102 | 80 | 25 | 53 | 29 | Yes
ERVs | Panasonic Life Solutions Company of America | Panasonic | FV-10VEC2R | 125 | 0.5 | 41 | 87 | 43 | 91 | 45 | 95 | 80 | 25 | 53 | 29 | Yes
ERVs | Panasonic Life Solutions Company of America | Panasonic | FV-10VEC2R | 150 | 0.6 | 37 | 78 | 39 | 83 | 43 | 91 | 80 | 25 | 53 | 29 | Yes
ERVs | Panasonic Life Solutions Company of America | Panasonic | FV-10VEC2R | 175 | 0.7 | 32 | 68 | 34 | 72 | 39 | 83 | 80 | 25 | 53 | 29 | Yes
ERVs | Panasonic Life Solutions Company of America | Panasonic | FV-10VEC2R | 200 | 0.8 | 25 | 53 | 26 | 55 | 35 | 74 | 80 | 25 | 53 | 29 | Yes
ERVs | Panasonic Life Solutions Company of America | Panasonic | FV-10VEC2R | 225 | 0.9 | 20 | 42 | 21 | 44 | 31 | 66 | 80 | 25 | 53 | 29 | Yes
ERVs | RenewAire LLC | RenewAire | EV130 | 25 | 0.1 | 77 | 163 | 80 | 170 | 76 | 161 | 72 | 47 | 100 | 99 | Yes
ERVs | RenewAire LLC | RenewAire | EV130 | 50 | 0.2 | 71 | 150 | 73 | 155 | 73 | 155 | 72 | 47 | 100 | 99 | Yes
ERVs | RenewAire LLC | RenewAire | EV130 | 75 | 0.3 | 66 | 140 | 68 | 144 | 68 | 144 | 72 | 47 | 100 | 99 | Yes
ERVs | RenewAire LLC | RenewAire | EV130 | 100 | 0.4 | 59 | 125 | 61 | 129 | 63 | 133 | 72 | 47 | 100 | 99 | Yes
ERVs | RenewAire LLC | RenewAire | EV130 | 125 | 0.5 | 48 | 102 | 50 | 106 | 54 | 114 | 72 | 47 | 100 | 99 | Yes
ERVs | RenewAire LLC | RenewAire | EV130 | 150 | 0.6 | 32 | 68 | 33 | 70 | 43 | 91 | 72 | 47 | 100 | 99 | Yes
ERVs | RenewAire LLC | RenewAire | BR130 | 25 | 0.1 | 70 | 148 | 71 | 150 | 75 | 159 | 72 | 47 | 100 | 99 | Yes
ERVs | RenewAire LLC | RenewAire | BR130 | 50 | 0.2 | 66 | 140 | 67 | 142 | 69 | 146 | 72 | 47 | 100 | 99 | Yes
ERVs | RenewAire LLC | RenewAire | BR130 | 75 | 0.3 | 62 | 131 | 63 | 133 | 64 | 136 | 72 | 47 | 100 | 99 | Yes
ERVs | RenewAire LLC | RenewAire | BR130 | 100 | 0.4 | 53 | 112 | 54 | 114 | 56 | 119 | 72 | 47 | 100 | 99 | Yes
ERVs | RenewAire LLC | RenewAire | BR130 | 125 | 0.5 | 44 | 93 | 45 | 95 | 47 | 100 | 72 | 47 | 100 | 99 | Yes
ERVs | RenewAire LLC | RenewAire | BR130 | 150 | 0.6 | 32 | 68 | 33 | 70 | 29 | 61 | 72 | 47 | 100 | 99 | Yes
ERVs | RenewAire LLC | RenewAire | EV Premium S | 25 | 0.1 | 65 | 138 | 69 | 146 | 68 | 144 | 74 | 24 | 51 | 28 | Yes
ERVs | RenewAire LLC | RenewAire | EV Premium S | 50 | 0.2 | 62 | 131 | 65 | 138 | 64 | 136 | 74 | 24 | 51 | 28 | Yes
ERVs | RenewAire LLC | RenewAire | EV Premium S | 75 | 0.3 | 59 | 125 | 62 | 131 | 61 | 129 | 74 | 24 | 51 | 28 | Yes
ERVs | RenewAire LLC | RenewAire | EV Premium S | 100 | 0.4 | 56 | 119 | 59 | 125 | 57 | 121 | 74 | 24 | 51 | 28 | Yes
ERVs | RenewAire LLC | RenewAire | EV Premium S | 125 | 0.5 | 53 | 112 | 56 | 119 | 54 | 114 | 74 | 24 | 51 | 28 | Yes
ERVs | RenewAire LLC | RenewAire | EV Premium S | 150 | 0.6 | 50 | 106 | 52 | 110 | 50 | 106 | 74 | 24 | 51 | 28 | Yes
ERVs | RenewAire LLC | RenewAire | EV Premium S | 175 | 0.7 | 46 | 97 | 49 | 104 | 46 | 97 | 74 | 24 | 51 | 28 | Yes
ERVs | RenewAire LLC | RenewAire | EV Premium S | 200 | 0.8 | 43 | 91 | 45 | 95 | 42 | 89 | 74 | 24 | 51 | 28 | Yes
ERVs | RenewAire LLC | RenewAire | EV Premium S | 225 | 0.9 | 39 | 83 | 41 | 87 | 37 | 78 | 74 | 24 | 51 | 28 | Yes
ERVs | RenewAire LLC | RenewAire | EV Premium S | 250 | 1.0 | 35 | 74 | 37 | 78 | 32 | 68 | 74 | 24 | 51 | 28 | Yes
ERVs | RenewAire LLC | RenewAire | EV240 | 25 | 0.1 | 125 | 265 | 129 | 273 | 132 | 280 | 75 | 111 | 235 | 216 | No
ERVs | RenewAire LLC | RenewAire | EV240 | 50 | 0.2 | 121 | 256 | 124 | 263 | 126 | 267 | 75 | 111 | 235 | 216 | No
ERVs | RenewAire LLC | RenewAire | EV240 | 75 | 0.3 | 118 | 250 | 120 | 254 | 121 | 256 | 75 | 111 | 235 | 216 | No
ERVs | RenewAire LLC | RenewAire | EV240 | 100 | 0.4 | 114 | 242 | 116 | 246 | 117 | 248 | 75 | 111 | 235 | 216 | No
ERVs | RenewAire LLC | RenewAire | EV240 | 125 | 0.5 | 108 | 229 | 111 | 235 | 110 | 233 | 75 | 111 | 235 | 216 | No
ERVs | RenewAire LLC | RenewAire | EV240 | 150 | 0.6 | 101 | 214 | 103 | 218 | 102 | 216 | 75 | 111 | 235 | 216 | No
ERVs | RenewAire LLC | RenewAire | EV240 | 175 | 0.7 | 92 | 195 | 94 | 199 | 93 | 197 | 75 | 111 | 235 | 216 | No
ERVs | RenewAire LLC | RenewAire | EV240 | 200 | 0.8 | 80 | 170 | 82 | 174 | 79 | 167 | 75 | 111 | 235 | 216 | No
ERVs | RenewAire LLC | RenewAire | EV Premium SH | 25 | 0.1 | 65 | 138 | 69 | 146 | 68 | 144 | 74 | 24 | 51 | 28 | Yes
ERVs | RenewAire LLC | RenewAire | EV Premium SH | 50 | 0.2 | 62 | 131 | 65 | 138 | 64 | 136 | 74 | 24 | 51 | 28 | Yes
ERVs | RenewAire LLC | RenewAire | EV Premium SH | 75 | 0.3 | 59 | 125 | 62 | 131 | 61 | 129 | 74 | 24 | 51 | 28 | Yes
ERVs | RenewAire LLC | RenewAire | EV Premium SH | 100 | 0.4 | 56 | 119 | 59 | 125 | 57 | 121 | 74 | 24 | 51 | 28 | Yes
ERVs | RenewAire LLC | RenewAire | EV Premium SH | 125 | 0.5 | 53 | 112 | 56 | 119 | 54 | 114 | 74 | 24 | 51 | 28 | Yes
ERVs | RenewAire LLC | RenewAire | EV Premium SH | 150 | 0.6 | 50 | 106 | 52 | 110 | 50 | 106 | 74 | 24 | 51 | 28 | Yes
ERVs | RenewAire LLC | RenewAire | EV Premium SH | 175 | 0.7 | 46 | 97 | 49 | 104 | 46 | 97 | 74 | 24 | 51 | 28 | Yes
ERVs | RenewAire LLC | RenewAire | EV Premium SH | 200 | 0.8 | 43 | 91 | 45 | 95 | 42 | 89 | 74 | 24 | 51 | 28 | Yes
ERVs | RenewAire LLC | RenewAire | EV Premium SH | 225 | 0.9 | 39 | 83 | 41 | 87 | 37 | 78 | 74 | 24 | 51 | 28 | Yes
ERVs | RenewAire LLC | RenewAire | EV Premium SH | 250 | 1.0 | 35 | 74 | 37 | 78 | 32 | 68 | 74 | 24 | 51 | 28 | Yes
ERVs | RenewAire LLC | RenewAire | SL75 | 25 | 0.1 | 65 | 138 | 68 | 144 | 68 | 144 | 78 | 24 | 51 | 30 | Yes
ERVs | RenewAire LLC | RenewAire | SL75 | 50 | 0.2 | 62 | 131 | 65 | 138 | 65 | 138 | 78 | 24 | 51 | 30 | Yes
ERVs | RenewAire LLC | RenewAire | SL75 | 75 | 0.3 | 59 | 125 | 62 | 131 | 62 | 131 | 78 | 24 | 51 | 30 | Yes
ERVs | RenewAire LLC | RenewAire | SL75 | 100 | 0.4 | 55 | 117 | 58 | 123 | 59 | 125 | 78 | 24 | 51 | 30 | Yes
ERVs | RenewAire LLC | RenewAire | SL75 | 125 | 0.5 | 52 | 110 | 55 | 117 | 55 | 117 | 78 | 24 | 51 | 30 | Yes
ERVs | RenewAire LLC | RenewAire | SL75 | 150 | 0.6 | 48 | 102 | 51 | 108 | 51 | 108 | 78 | 24 | 51 | 30 | Yes
ERVs | RenewAire LLC | RenewAire | SL75 | 175 | 0.7 | 45 | 95 | 47 | 100 | 47 | 100 | 78 | 24 | 51 | 30 | Yes
ERVs | RenewAire LLC | RenewAire | SL75 | 200 | 0.8 | 41 | 87 | 43 | 91 | 43 | 91 | 78 | 24 | 51 | 30 | Yes
ERVs | RenewAire LLC | RenewAire | SL75 | 225 | 0.9 | 37 | 78 | 39 | 83 | 39 | 83 | 78 | 24 | 51 | 30 | Yes
ERVs | RenewAire LLC | RenewAire | SL75 | 250 | 1.0 | 32 | 68 | 34 | 72 | 35 | 74 | 78 | 24 | 51 | 30 | Yes
ERVs | RenewAire LLC | RenewAire | SL75 | 275 | 1.1 | 28 | 59 | 29 | 61 | 30 | 64 | 78 | 24 | 51 | 30 | Yes
ERVs | RenewAire LLC | RenewAire | SL75 | 300 | 1.2 | 23 | 49 | 24 | 51 | 26 | 55 | 78 | 24 | 51 | 30 | Yes
ERVs | RenewAire LLC | RenewAire | SL75H | 25 | 0.1 | 65 | 138 | 68 | 144 | 68 | 144 | 78 | 24 | 51 | 30 | Yes
ERVs | RenewAire LLC | RenewAire | SL75H | 50 | 0.2 | 62 | 131 | 65 | 138 | 65 | 138 | 78 | 24 | 51 | 30 | Yes
ERVs | RenewAire LLC | RenewAire | SL75H | 75 | 0.3 | 59 | 125 | 62 | 131 | 62 | 131 | 78 | 24 | 51 | 30 | Yes
ERVs | RenewAire LLC | RenewAire | SL75H | 100 | 0.4 | 55 | 117 | 58 | 123 | 59 | 125 | 78 | 24 | 51 | 30 | Yes
ERVs | RenewAire LLC | RenewAire | SL75H | 125 | 0.5 | 52 | 110 | 55 | 117 | 55 | 117 | 78 | 24 | 51 | 30 | Yes
ERVs | RenewAire LLC | RenewAire | SL75H | 150 | 0.6 | 48 | 102 | 51 | 108 | 51 | 108 | 78 | 24 | 51 | 30 | Yes
ERVs | RenewAire LLC | RenewAire | SL75H | 175 | 0.7 | 45 | 95 | 47 | 100 | 47 | 100 | 78 | 24 | 51 | 30 | Yes
ERVs | RenewAire LLC | RenewAire | SL75H | 200 | 0.8 | 41 | 87 | 43 | 91 | 43 | 91 | 78 | 24 | 51 | 30 | Yes
ERVs | RenewAire LLC | RenewAire | SL75H | 225 | 0.9 | 37 | 78 | 39 | 83 | 39 | 83 | 78 | 24 | 51 | 30 | Yes
ERVs | RenewAire LLC | RenewAire | SL75H | 250 | 1.0 | 32 | 68 | 34 | 72 | 35 | 74 | 78 | 24 | 51 | 30 | Yes
ERVs | RenewAire LLC | RenewAire | SL75H | 275 | 1.1 | 28 | 59 | 29 | 61 | 30 | 64 | 78 | 24 | 51 | 30 | Yes
ERVs | RenewAire LLC | RenewAire | SL75H | 300 | 1.2 | 23 | 49 | 24 | 51 | 26 | 55 | 78 | 24 | 51 | 30 | Yes
ERVs | RenewAire LLC | RenewAire | EV Premium M | 25 | 0.1 | 114 | 242 | 115 | 244 | 117 | 248 | 81 | 24 | 51 | 19 | Yes
ERVs | RenewAire LLC | RenewAire | EV Premium M | 50 | 0.2 | 110 | 233 | 112 | 237 | 113 | 239 | 81 | 24 | 51 | 19 | Yes
ERVs | RenewAire LLC | RenewAire | EV Premium M | 75 | 0.3 | 107 | 227 | 108 | 229 | 110 | 233 | 81 | 24 | 51 | 19 | Yes
ERVs | RenewAire LLC | RenewAire | EV Premium M | 100 | 0.4 | 103 | 218 | 104 | 220 | 106 | 225 | 81 | 24 | 51 | 19 | Yes
ERVs | RenewAire LLC | RenewAire | EV Premium M | 125 | 0.5 | 99 | 210 | 101 | 214 | 102 | 216 | 81 | 24 | 51 | 19 | Yes
ERVs | RenewAire LLC | RenewAire | EV Premium M | 150 | 0.6 | 96 | 203 | 97 | 206 | 98 | 208 | 81 | 24 | 51 | 19 | Yes
ERVs | RenewAire LLC | RenewAire | EV Premium M | 175 | 0.7 | 92 | 195 | 93 | 197 | 94 | 199 | 81 | 24 | 51 | 19 | Yes
ERVs | RenewAire LLC | RenewAire | EV Premium M | 200 | 0.8 | 88 | 186 | 89 | 189 | 90 | 191 | 81 | 24 | 51 | 19 | Yes
ERVs | RenewAire LLC | RenewAire | EV Premium M | 225 | 0.9 | 85 | 180 | 86 | 182 | 86 | 182 | 81 | 24 | 51 | 19 | Yes
ERVs | RenewAire LLC | RenewAire | EV Premium M | 250 | 1.0 | 81 | 172 | 82 | 174 | 82 | 174 | 81 | 24 | 51 | 19 | Yes
ERVs | RenewAire LLC | RenewAire | EV Premium L | 100 | 0.4 | 131 | 278 | 132 | 280 | 132 | 280 | 88 | 28 | 59 | 21 | Yes
ERVs | RenewAire LLC | RenewAire | EV Premium L | 125 | 0.5 | 126 | 267 | 127 | 269 | 126 | 267 | 88 | 28 | 59 | 21 | Yes
ERVs | RenewAire LLC | RenewAire | EV Premium L | 150 | 0.6 | 121 | 256 | 122 | 259 | 121 | 256 | 88 | 28 | 59 | 21 | Yes
ERVs | RenewAire LLC | RenewAire | EV Premium L | 175 | 0.7 | 115 | 244 | 116 | 246 | 115 | 244 | 88 | 28 | 59 | 21 | Yes
ERVs | RenewAire LLC | RenewAire | EV Premium L | 200 | 0.8 | 110 | 233 | 111 | 235 | 110 | 233 | 88 | 28 | 59 | 21 | Yes
ERVs | RenewAire LLC | RenewAire | EV Premium L | 225 | 0.9 | 105 | 222 | 105 | 222 | 104 | 220 | 88 | 28 | 59 | 21 | Yes
ERVs | RenewAire LLC | RenewAire | EV Premium L | 250 | 1.0 | 99 | 210 | 100 | 212 | 98 | 208 | 88 | 28 | 59 | 21 | Yes
ERVs | RenewAire LLC | RenewAire | EV90 | 25 | 0.1 | 47 | 100 | 47 | 100 | 48 | 102 | 64 | 40 | 85 | 41 | Yes
ERVs | RenewAire LLC | RenewAire | EV90 | 50 | 0.2 | 40 | 85 | 40 | 85 | 43 | 91 | 64 | 40 | 85 | 41 | Yes
ERVs | RenewAire LLC | RenewAire | EV90 | 75 | 0.3 | 33 | 70 | 33 | 70 | 37 | 78 | 64 | 40 | 85 | 41 | Yes
ERVs | RenewAire LLC | RenewAire | EV90 | 100 | 0.4 | 26 | 55 | 26 | 55 | 31 | 66 | 64 | 40 | 85 | 41 | Yes
ERVs | RenewAire LLC | RenewAire | EV90 | 125 | 0.5 | 19 | 40 | 19 | 40 | 27 | 57 | 64 | 40 | 85 | 41 | Yes
ERVs | RenewAire LLC | RenewAire | EV Premium MH | 25 | 0.1 | 114 | 242 | 115 | 244 | 117 | 248 | 81 | 24 | 51 | 19 | Yes
ERVs | RenewAire LLC | RenewAire | EV Premium MH | 50 | 0.2 | 110 | 233 | 112 | 237 | 113 | 239 | 81 | 24 | 51 | 19 | Yes
ERVs | RenewAire LLC | RenewAire | EV Premium MH | 75 | 0.3 | 107 | 227 | 108 | 229 | 110 | 233 | 81 | 24 | 51 | 19 | Yes
ERVs | RenewAire LLC | RenewAire | EV Premium MH | 100 | 0.4 | 103 | 218 | 104 | 220 | 106 | 225 | 81 | 24 | 51 | 19 | Yes
ERVs | RenewAire LLC | RenewAire | EV Premium MH | 125 | 0.5 | 99 | 210 | 101 | 214 | 102 | 216 | 81 | 24 | 51 | 19 | Yes
ERVs | RenewAire LLC | RenewAire | EV Premium MH | 150 | 0.6 | 96 | 203 | 97 | 206 | 98 | 208 | 81 | 24 | 51 | 19 | Yes
ERVs | RenewAire LLC | RenewAire | EV Premium MH | 175 | 0.7 | 92 | 195 | 93 | 197 | 94 | 199 | 81 | 24 | 51 | 19 | Yes
ERVs | RenewAire LLC | RenewAire | EV Premium MH | 200 | 0.8 | 88 | 186 | 89 | 189 | 90 | 191 | 81 | 24 | 51 | 19 | Yes
ERVs | RenewAire LLC | RenewAire | EV Premium MH | 225 | 0.9 | 85 | 180 | 86 | 182 | 86 | 182 | 81 | 24 | 51 | 19 | Yes
ERVs | RenewAire LLC | RenewAire | EV Premium MH | 250 | 1.0 | 81 | 172 | 82 | 174 | 82 | 174 | 81 | 24 | 51 | 19 | Yes
ERVs | RenewAire LLC | RenewAire | EV Premium LH | 100 | 0.4 | 131 | 278 | 132 | 280 | 132 | 280 | 88 | 28 | 59 | 21 | Yes
ERVs | RenewAire LLC | RenewAire | EV Premium LH | 125 | 0.5 | 126 | 267 | 127 | 269 | 126 | 267 | 88 | 28 | 59 | 21 | Yes
ERVs | RenewAire LLC | RenewAire | EV Premium LH | 150 | 0.6 | 121 | 256 | 122 | 259 | 121 | 256 | 88 | 28 | 59 | 21 | Yes
ERVs | RenewAire LLC | RenewAire | EV Premium LH | 175 | 0.7 | 115 | 244 | 116 | 246 | 115 | 244 | 88 | 28 | 59 | 21 | Yes
ERVs | RenewAire LLC | RenewAire | EV Premium LH | 200 | 0.8 | 110 | 233 | 111 | 235 | 110 | 233 | 88 | 28 | 59 | 21 | Yes
ERVs | RenewAire LLC | RenewAire | EV Premium LH | 225 | 0.9 | 105 | 222 | 105 | 222 | 104 | 220 | 88 | 28 | 59 | 21 | Yes
ERVs | RenewAire LLC | RenewAire | EV Premium LH | 250 | 1.0 | 99 | 210 | 100 | 212 | 98 | 208 | 88 | 28 | 59 | 21 | Yes
ERVs | RenewAire LLC | RenewAire | GR90 | 25 | 0.1 | 47 | 100 | 47 | 100 | 48 | 102 | 64 | 40 | 85 | 41 | Yes
ERVs | RenewAire LLC | RenewAire | GR90 | 50 | 0.2 | 40 | 85 | 40 | 85 | 43 | 91 | 64 | 40 | 85 | 41 | Yes
ERVs | RenewAire LLC | RenewAire | GR90 | 75 | 0.3 | 33 | 70 | 33 | 70 | 37 | 78 | 64 | 40 | 85 | 41 | Yes
ERVs | RenewAire LLC | RenewAire | GR90 | 100 | 0.4 | 26 | 55 | 26 | 55 | 31 | 66 | 64 | 40 | 85 | 41 | Yes
ERVs | RenewAire LLC | RenewAire | GR90 | 125 | 0.5 | 19 | 40 | 19 | 40 | 27 | 57 | 64 | 40 | 85 | 41 | Yes
ERVs | RenewAire LLC | RenewAire | EV90P | 25 | 0.1 | 51 | 108 | 52 | 110 | 52 | 110 | 80 | 42 | 89 | 44 | No
ERVs | RenewAire LLC | RenewAire | EV90P | 50 | 0.2 | 47 | 100 | 48 | 102 | 47 | 100 | 80 | 42 | 89 | 44 | No
ERVs | RenewAire LLC | RenewAire | EV90P | 75 | 0.3 | 41 | 87 | 42 | 89 | 42 | 89 | 80 | 42 | 89 | 44 | No
ERVs | RenewAire LLC | RenewAire | EV90P | 100 | 0.4 | 35 | 74 | 36 | 76 | 36 | 76 | 80 | 42 | 89 | 44 | No
ERVs | RenewAire LLC | RenewAire | EV90P | 125 | 0.5 | 26 | 55 | 27 | 57 | 27 | 57 | 80 | 42 | 89 | 44 | No
ERVs | RenewAire LLC | RenewAire | EV90P | 150 | 0.6 | 20 | 42 | 20 | 42 | 21 | 44 | 80 | 42 | 89 | 44 | No
ERVs | RenewAire LLC | RenewAire | EV300 | 100 | 0.4 | 147 | 311 | 150 | 318 | 143 | 303 | 67 | 139 | 295 | 315 | No
ERVs | RenewAire LLC | RenewAire | EV300 | 125 | 0.5 | 139 | 295 | 142 | 301 | 133 | 282 | 67 | 139 | 295 | 315 | No
ERVs | RenewAire LLC | RenewAire | EV300 | 150 | 0.6 | 131 | 278 | 133 | 282 | 125 | 265 | 67 | 139 | 295 | 315 | No
ERVs | RenewAire LLC | RenewAire | EV300 | 175 | 0.7 | 121 | 256 | 123 | 261 | 108 | 229 | 67 | 139 | 295 | 315 | No
ERVs | RenewAire LLC | RenewAire | EV300 | 200 | 0.8 | 101 | 214 | 103 | 218 | 94 | 199 | 67 | 139 | 295 | 315 | No
ERVs | RenewAire LLC | RenewAire | EV300 | 225 | 0.9 | 90 | 191 | 92 | 195 | 74 | 157 | 67 | 139 | 295 | 315 | No
ERVs | RenewAire LLC | RenewAire | EV300 | 250 | 1.0 | 80 | 170 | 82 | 174 | 47 | 100 | 67 | 139 | 295 | 315 | No
ERVs | RenewAire LLC | RenewAire | EV200 | 25 | 0.1 | 97 | 206 | 100 | 212 | 109 | 231 | 78 | 85 | 180 | 157 | No
ERVs | RenewAire LLC | RenewAire | EV200 | 50 | 0.2 | 90 | 191 | 93 | 197 | 104 | 220 | 78 | 85 | 180 | 157 | No
ERVs | RenewAire LLC | RenewAire | EV200 | 75 | 0.3 | 88 | 186 | 90 | 191 | 101 | 214 | 78 | 85 | 180 | 157 | No
ERVs | RenewAire LLC | RenewAire | EV200 | 100 | 0.4 | 83 | 176 | 85 | 180 | 96 | 203 | 78 | 85 | 180 | 157 | No
ERVs | RenewAire LLC | RenewAire | EV200 | 125 | 0.5 | 79 | 167 | 81 | 172 | 88 | 186 | 78 | 85 | 180 | 157 | No
ERVs | RenewAire LLC | RenewAire | EV200 | 150 | 0.6 | 70 | 148 | 72 | 153 | 76 | 161 | 78 | 85 | 180 | 157 | No
ERVs | RenewAire LLC | RenewAire | EV200 | 175 | 0.7 | 57 | 121 | 59 | 125 | 68 | 144 | 78 | 85 | 180 | 157 | No
ERVs | Reversomatic Manufacturing Ltd. | Reversomatic | RERV-80 | 25 | 0.1 | 36 | 76 | 36 | 76 | 36 | 76 | 63 | 18 | 38 | 30 | No
ERVs | Reversomatic Manufacturing Ltd. | Reversomatic | RERV-80 | 50 | 0.2 | 30 | 64 | 31 | 66 | 34 | 72 | 63 | 18 | 38 | 30 | No
ERVs | Reversomatic Manufacturing Ltd. | Reversomatic | RERV-80 | 75 | 0.3 | 25 | 53 | 25 | 53 | 31 | 66 | 63 | 18 | 38 | 30 | No
ERVs | Reversomatic Manufacturing Ltd. | Reversomatic | RERV-80 | 100 | 0.4 | 20 | 42 | 20 | 42 | 28 | 59 | 63 | 18 | 38 | 30 | No
HRVs | Reversomatic Manufacturing Ltd. | Reversomatic | RHRV-AB150PECM | 25 | 0.1 | 71 | 150 | 71 | 150 | 74 | 157 |  |  |  |  | Yes
HRVs | Reversomatic Manufacturing Ltd. | Reversomatic | RHRV-AB150PECM | 50 | 0.2 | 70 | 148 | 70 | 148 | 74 | 157 |  |  |  |  | Yes
HRVs | Reversomatic Manufacturing Ltd. | Reversomatic | RHRV-AB150PECM | 75 | 0.3 | 69 | 146 | 69 | 146 | 73 | 155 |  |  |  |  | Yes
HRVs | Reversomatic Manufacturing Ltd. | Reversomatic | RHRV-AB150PECM | 100 | 0.4 | 69 | 146 | 69 | 146 | 73 | 155 | 70 | 34 | 72 | 33 | Yes
HRVs | Reversomatic Manufacturing Ltd. | Reversomatic | RHRV-AB150PECM | 125 | 0.5 | 69 | 146 | 69 | 146 | 72 | 153 |  |  |  |  | Yes
HRVs | Reversomatic Manufacturing Ltd. | Reversomatic | RHRV-AB150PECM | 150 | 0.6 | 70 | 148 | 70 | 148 | 72 | 153 |  |  |  |  | Yes
HRVs | Reversomatic Manufacturing Ltd. | Reversomatic | RHRV-AB150PECM | 175 | 0.7 | 70 | 148 | 70 | 148 | 72 | 153 |  |  |  |  | Yes
HRVs | Reversomatic Manufacturing Ltd. | Reversomatic | RHRV-AB150PECM | 200 | 0.8 | 70 | 148 | 70 | 148 | 71 | 150 |  |  |  |  | Yes
HRVs | Reversomatic Manufacturing Ltd. | Reversomatic | RHRV-AB150PECM | 225 | 0.9 | 69 | 146 | 69 | 146 | 70 | 148 |  |  |  |  | Yes
HRVs | Reversomatic Manufacturing Ltd. | Reversomatic | RHRV-AB150PECM | 250 | 1.0 | 67 | 142 | 67 | 142 | 69 | 146 |  |  |  |  | Yes
HRVs | Reversomatic Manufacturing Ltd. | Reversomatic | RHRV-AB150PECM | 300 | 1.2 | 60 | 127 | 60 | 127 | 68 | 144 |  |  |  |  | Yes
ERVs | Reversomatic Manufacturing Ltd. | Reversomatic | RERV-C100 ECM | 25 | 0.1 | 60 | 127 | 63 | 133 | 64 | 136 |  |  |  |  | Yes
ERVs | Reversomatic Manufacturing Ltd. | Reversomatic | RERV-C100 ECM | 50 | 0.2 | 58 | 123 | 60 | 127 | 62 | 131 |  |  |  |  | Yes
ERVs | Reversomatic Manufacturing Ltd. | Reversomatic | RERV-C100 ECM | 75 | 0.3 | 55 | 117 | 58 | 123 | 59 | 125 |  |  |  |  | Yes
ERVs | Reversomatic Manufacturing Ltd. | Reversomatic | RERV-C100 ECM | 100 | 0.4 | 52 | 110 | 55 | 117 | 56 | 119 | 76 | 30 | 64 | 32 | Yes
ERVs | Reversomatic Manufacturing Ltd. | Reversomatic | RERV-C100 ECM | 125 | 0.5 | 49 | 104 | 51 | 108 | 53 | 112 |  |  |  |  | Yes
ERVs | Reversomatic Manufacturing Ltd. | Reversomatic | RERV-C100 ECM | 150 | 0.6 | 46 | 97 | 48 | 102 | 50 | 106 |  |  |  |  | Yes
ERVs | Reversomatic Manufacturing Ltd. | Reversomatic | RERV-C100 ECM | 175 | 0.7 | 43 | 91 | 45 | 95 | 46 | 97 |  |  |  |  | Yes
ERVs | Reversomatic Manufacturing Ltd. | Reversomatic | RERV-C100 ECM | 200 | 0.8 | 39 | 83 | 41 | 87 | 42 | 89 |  |  |  |  | Yes
ERVs | Reversomatic Manufacturing Ltd. | Reversomatic | RERV-C100 ECM | 225 | 0.9 | 35 | 74 | 37 | 78 | 38 | 81 |  |  |  |  | Yes
ERVs | Reversomatic Manufacturing Ltd. | Reversomatic | RERV-C100 ECM | 250 | 1.0 | 31 | 66 | 32 | 68 | 33 | 70 |  |  |  |  | Yes
ERVs | Reversomatic Manufacturing Ltd. | Reversomatic | RERV-C100 | 25 | 0.1 | 48 | 102 | 49 | 104 | 47 | 100 | 66 | 21 | 44 | 32 | No
ERVs | Reversomatic Manufacturing Ltd. | Reversomatic | RERV-C100 | 50 | 0.2 | 42 | 89 | 44 | 93 | 43 | 91 | 66 | 21 | 44 | 32 | No
ERVs | Reversomatic Manufacturing Ltd. | Reversomatic | RERV-C100 | 75 | 0.3 | 37 | 78 | 39 | 83 | 39 | 83 | 66 | 21 | 44 | 32 | No
ERVs | Reversomatic Manufacturing Ltd. | Reversomatic | RERV-C100 | 100 | 0.4 | 31 | 66 | 33 | 70 | 34 | 72 | 66 | 21 | 44 | 32 | No
ERVs | Reversomatic Manufacturing Ltd. | Reversomatic | RERV-C100 | 125 | 0.5 | 25 | 53 | 27 | 57 | 28 | 59 | 66 | 21 | 44 | 32 | No
ERVs | Reversomatic Manufacturing Ltd. | Reversomatic | RERV-C100 | 150 | 0.6 | 19 | 40 | 19 | 40 | 23 | 49 | 66 | 21 | 44 | 32 | No
ERVs | Reversomatic Manufacturing Ltd. | Reversomatic | RERV-D100 | 25 | 0.1 | 59 | 125 | 60 | 127 | 66 | 140 | 63 | 30 | 64 | 86 | No
ERVs | Reversomatic Manufacturing Ltd. | Reversomatic | RERV-D100 | 50 | 0.2 | 57 | 121 | 58 | 123 | 63 | 133 | 63 | 30 | 64 | 86 | No
ERVs | Reversomatic Manufacturing Ltd. | Reversomatic | RERV-D100 | 100 | 0.4 | 54 | 114 | 55 | 117 | 58 | 123 | 63 | 30 | 64 | 86 | No
ERVs | Reversomatic Manufacturing Ltd. | Reversomatic | RERV-D100 | 125 | 0.5 | 52 | 110 | 53 | 112 | 55 | 117 | 63 | 30 | 64 | 86 | No
ERVs | Reversomatic Manufacturing Ltd. | Reversomatic | RERV-D100 | 150 | 0.6 | 49 | 104 | 50 | 106 | 52 | 110 | 63 | 30 | 64 | 86 | No
ERVs | Reversomatic Manufacturing Ltd. | Reversomatic | RERV-D100 | 175 | 0.7 | 46 | 97 | 47 | 100 | 49 | 104 | 63 | 30 | 64 | 86 | No
ERVs | Reversomatic Manufacturing Ltd. | Reversomatic | RERV-D100 | 200 | 0.8 | 41 | 87 | 41 | 87 | 45 | 95 | 63 | 30 | 64 | 86 | No
ERVs | Reversomatic Manufacturing Ltd. | Reversomatic | RERV-D100 | 225 | 0.9 | 34 | 72 | 35 | 74 | 42 | 89 | 63 | 30 | 64 | 86 | No
ERVs | Reversomatic Manufacturing Ltd. | Reversomatic | RERV-D100 | 250 | 1.0 | 25 | 53 | 25 | 53 | 38 | 81 | 63 | 30 | 64 | 86 | No
ERVs | Reversomatic Manufacturing Ltd. | Reversomatic | RERV-D100ECM | 25 | 0.1 | 65 | 138 | 70 | 148 | 70 | 148 | 76 | 24 | 51 | 28 | No
ERVs | Reversomatic Manufacturing Ltd. | Reversomatic | RERV-D100ECM | 50 | 0.2 | 62 | 131 | 67 | 142 | 67 | 142 | 76 | 24 | 51 | 28 | No
ERVs | Reversomatic Manufacturing Ltd. | Reversomatic | RERV-D100ECM | 100 | 0.4 | 56 | 119 | 61 | 129 | 62 | 131 | 76 | 24 | 51 | 28 | No
ERVs | Reversomatic Manufacturing Ltd. | Reversomatic | RERV-D100ECM | 125 | 0.5 | 53 | 112 | 57 | 121 | 58 | 123 | 76 | 24 | 51 | 28 | No
ERVs | Reversomatic Manufacturing Ltd. | Reversomatic | RERV-D100ECM | 150 | 0.6 | 50 | 106 | 54 | 114 | 54 | 114 | 76 | 24 | 51 | 28 | No
ERVs | Reversomatic Manufacturing Ltd. | Reversomatic | RERV-D100ECM | 175 | 0.7 | 46 | 97 | 50 | 106 | 50 | 106 | 76 | 24 | 51 | 28 | No
ERVs | Reversomatic Manufacturing Ltd. | Reversomatic | RERV-D100ECM | 200 | 0.8 | 43 | 91 | 46 | 97 | 46 | 97 | 76 | 24 | 51 | 28 | No
ERVs | Reversomatic Manufacturing Ltd. | Reversomatic | RERV-D100ECM | 225 | 0.9 | 39 | 83 | 42 | 89 | 42 | 89 | 76 | 24 | 51 | 28 | No
ERVs | Reversomatic Manufacturing Ltd. | Reversomatic | RERV-D100ECM | 250 | 1.0 | 35 | 74 | 37 | 78 | 38 | 81 | 76 | 24 | 51 | 28 | No
ERVs | Reversomatic Manufacturing Ltd. | Reversomatic | RERV-S100 | 25 | 0.1 | 65 | 138 | 66 | 140 | 73 | 155 | 63 | 31 | 66 | 72 | No
ERVs | Reversomatic Manufacturing Ltd. | Reversomatic | RERV-S100 | 50 | 0.2 | 62 | 131 | 63 | 133 | 70 | 148 | 63 | 31 | 66 | 72 | No
ERVs | Reversomatic Manufacturing Ltd. | Reversomatic | RERV-S100 | 75 | 0.3 | 59 | 125 | 60 | 127 | 67 | 142 | 63 | 31 | 66 | 72 | No
ERVs | Reversomatic Manufacturing Ltd. | Reversomatic | RERV-S100 | 100 | 0.4 | 57 | 121 | 58 | 123 | 64 | 136 | 63 | 31 | 66 | 72 | No
ERVs | Reversomatic Manufacturing Ltd. | Reversomatic | RERV-S100 | 125 | 0.5 | 56 | 119 | 57 | 121 | 61 | 129 | 63 | 31 | 66 | 72 | No
ERVs | Reversomatic Manufacturing Ltd. | Reversomatic | RERV-S100 | 150 | 0.6 | 53 | 112 | 54 | 114 | 58 | 123 | 63 | 31 | 66 | 72 | No
ERVs | Reversomatic Manufacturing Ltd. | Reversomatic | RERV-S100 | 175 | 0.7 | 50 | 106 | 51 | 108 | 55 | 117 | 63 | 31 | 66 | 72 | No
ERVs | Reversomatic Manufacturing Ltd. | Reversomatic | RERV-S100 | 200 | 0.8 | 46 | 97 | 47 | 100 | 52 | 110 | 63 | 31 | 66 | 72 | No
ERVs | Reversomatic Manufacturing Ltd. | Reversomatic | RERV-S100 | 225 | 0.9 | 41 | 87 | 42 | 89 | 48 | 102 | 63 | 31 | 66 | 72 | No
ERVs | Reversomatic Manufacturing Ltd. | Reversomatic | RERV-S100 | 250 | 1.0 | 34 | 72 | 34 | 72 | 44 | 93 | 63 | 31 | 66 | 72 | No
ERVs | Reversomatic Manufacturing Ltd. | Reversomatic | RERV-C100 NF | 25 | 0.1 | 49 | 104 | 50 | 106 | 64 | 136 | 61 | 31 | 66 | 84 | No
ERVs | Reversomatic Manufacturing Ltd. | Reversomatic | RERV-C100 NF | 50 | 0.2 | 47 | 100 | 49 | 104 | 60 | 127 | 61 | 31 | 66 | 84 | No
ERVs | Reversomatic Manufacturing Ltd. | Reversomatic | RERV-C100 NF | 75 | 0.3 | 45 | 95 | 47 | 100 | 57 | 121 | 61 | 31 | 66 | 84 | No
ERVs | Reversomatic Manufacturing Ltd. | Reversomatic | RERV-C100 NF | 100 | 0.4 | 43 | 91 | 45 | 95 | 55 | 117 | 61 | 31 | 66 | 84 | No
ERVs | Reversomatic Manufacturing Ltd. | Reversomatic | RERV-C100 NF | 125 | 0.5 | 41 | 87 | 42 | 89 | 53 | 112 | 61 | 31 | 66 | 84 | No
ERVs | Reversomatic Manufacturing Ltd. | Reversomatic | RERV-C100 NF | 150 | 0.6 | 38 | 81 | 39 | 83 | 51 | 108 | 61 | 31 | 66 | 84 | No
ERVs | Reversomatic Manufacturing Ltd. | Reversomatic | RERV-C100 NF | 175 | 0.7 | 35 | 74 | 36 | 76 | 49 | 104 | 61 | 31 | 66 | 84 | No
ERVs | Reversomatic Manufacturing Ltd. | Reversomatic | RERV-C100 NF | 200 | 0.8 | 31 | 66 | 32 | 68 | 46 | 97 | 61 | 31 | 66 | 84 | No
ERVs | Reversomatic Manufacturing Ltd. | Reversomatic | RERV-C100 NF | 225 | 0.9 | 26 | 55 | 27 | 57 | 43 | 91 | 61 | 31 | 66 | 84 | No
ERVs | Reversomatic Manufacturing Ltd. | Reversomatic | RERV-C100 NF | 250 | 1.0 | 21 | 44 | 22 | 47 | 39 | 83 | 61 | 31 | 66 | 84 | No
HRVs | Reversomatic Manufacturing Ltd. | Reversomatic | RHRV-CF100P ECM | 25 | 0.1 | 56 | 119 | 58 | 123 | 63 | 133 | 82 | 30 | 64 | 32 | Yes
HRVs | Reversomatic Manufacturing Ltd. | Reversomatic | RHRV-CF100P ECM | 50 | 0.2 | 55 | 117 | 56 | 119 | 61 | 129 | 82 | 30 | 64 | 32 | Yes
HRVs | Reversomatic Manufacturing Ltd. | Reversomatic | RHRV-CF100P ECM | 75 | 0.3 | 53 | 112 | 54 | 114 | 58 | 123 | 82 | 30 | 64 | 32 | Yes
HRVs | Reversomatic Manufacturing Ltd. | Reversomatic | RHRV-CF100P ECM | 100 | 0.4 | 50 | 106 | 51 | 108 | 55 | 117 | 82 | 30 | 64 | 32 | Yes
HRVs | Reversomatic Manufacturing Ltd. | Reversomatic | RHRV-CF100P ECM | 125 | 0.5 | 48 | 102 | 49 | 104 | 52 | 110 | 82 | 30 | 64 | 32 | Yes
HRVs | Reversomatic Manufacturing Ltd. | Reversomatic | RHRV-CF100P ECM | 150 | 0.6 | 45 | 95 | 46 | 97 | 49 | 104 | 82 | 30 | 64 | 32 | Yes
HRVs | Reversomatic Manufacturing Ltd. | Reversomatic | RHRV-CF100P ECM | 175 | 0.7 | 42 | 89 | 43 | 91 | 46 | 97 | 82 | 30 | 64 | 32 | Yes
HRVs | Reversomatic Manufacturing Ltd. | Reversomatic | RHRV-CF100P ECM | 200 | 0.8 | 38 | 81 | 39 | 83 | 43 | 91 | 82 | 30 | 64 | 32 | Yes
HRVs | Reversomatic Manufacturing Ltd. | Reversomatic | RHRV-CF100P ECM | 225 | 0.9 | 35 | 74 | 36 | 76 | 39 | 83 | 82 | 30 | 64 | 32 | Yes
HRVs | Reversomatic Manufacturing Ltd. | Reversomatic | RHRV-CF100P ECM | 250 | 1.0 | 32 | 68 | 33 | 70 | 36 | 76 | 82 | 30 | 64 | 32 | Yes
HRVs | Reversomatic Manufacturing Ltd. | Reversomatic | RHRV-D100A | 25 | 0.1 | 60 | 127 | 61 | 129 | 62 | 131 | 58 | 30 | 64 | 70 | No
HRVs | Reversomatic Manufacturing Ltd. | Reversomatic | RHRV-D100A | 50 | 0.2 | 59 | 125 | 59 | 125 | 60 | 127 | 58 | 30 | 64 | 70 | No
HRVs | Reversomatic Manufacturing Ltd. | Reversomatic | RHRV-D100A | 75 | 0.3 | 57 | 121 | 57 | 121 | 57 | 121 | 58 | 30 | 64 | 70 | No
HRVs | Reversomatic Manufacturing Ltd. | Reversomatic | RHRV-D100A | 100 | 0.4 | 54 | 114 | 55 | 117 | 56 | 119 | 58 | 30 | 64 | 70 | No
HRVs | Reversomatic Manufacturing Ltd. | Reversomatic | RHRV-D100A | 125 | 0.5 | 52 | 110 | 52 | 110 | 52 | 110 | 58 | 30 | 64 | 70 | No
HRVs | Reversomatic Manufacturing Ltd. | Reversomatic | RHRV-D100A | 150 | 0.6 | 50 | 106 | 50 | 106 | 48 | 102 | 58 | 30 | 64 | 70 | No
HRVs | Reversomatic Manufacturing Ltd. | Reversomatic | RHRV-D100A | 175 | 0.7 | 47 | 100 | 48 | 102 | 45 | 95 | 58 | 30 | 64 | 70 | No
HRVs | Reversomatic Manufacturing Ltd. | Reversomatic | RHRV-D100A | 200 | 0.8 | 45 | 95 | 46 | 97 | 43 | 91 | 58 | 30 | 64 | 70 | No
HRVs | Reversomatic Manufacturing Ltd. | Reversomatic | RHRV-D100A | 225 | 0.9 | 42 | 89 | 43 | 91 | 39 | 83 | 58 | 30 | 64 | 70 | No
HRVs | Reversomatic Manufacturing Ltd. | Reversomatic | RHRV-D100A | 250 | 1.0 | 38 | 81 | 39 | 83 | 36 | 76 | 58 | 30 | 64 | 70 | No
HRVs | Reversomatic Manufacturing Ltd. | Reversomatic | RHRV-D100A | 275 | 1.1 | 33 | 70 | 34 | 72 | 30 | 64 | 58 | 30 | 64 | 70 | No
HRVs | Reversomatic Manufacturing Ltd. | Reversomatic | RHRV-C100P | 25 | 0.1 | 37 | 78 | 37 | 78 | 57 | 121 | 80 | 23 | 49 | 36 | No
HRVs | Reversomatic Manufacturing Ltd. | Reversomatic | RHRV-C100P | 50 | 0.2 | 33 | 70 | 33 | 70 | 52 | 110 | 80 | 23 | 49 | 36 | No
HRVs | Reversomatic Manufacturing Ltd. | Reversomatic | RHRV-C100P | 75 | 0.3 | 29 | 61 | 29 | 61 | 47 | 100 | 80 | 23 | 49 | 36 | No
HRVs | Reversomatic Manufacturing Ltd. | Reversomatic | RHRV-C100P | 100 | 0.4 | 25 | 53 | 25 | 53 | 42 | 89 | 80 | 23 | 49 | 36 | No
HRVs | Reversomatic Manufacturing Ltd. | Reversomatic | RHRV-C100P | 125 | 0.5 | 20 | 42 | 20 | 42 | 36 | 76 | 80 | 23 | 49 | 36 | No
HRVs | Reversomatic Manufacturing Ltd. | Reversomatic | RHRV-S100A | 25 | 0.1 | 72 | 153 | 74 | 157 | 71 | 150 | 58 | 30 | 64 | 78 | No
HRVs | Reversomatic Manufacturing Ltd. | Reversomatic | RHRV-S100A | 50 | 0.2 | 70 | 148 | 72 | 153 | 67 | 142 | 58 | 30 | 64 | 78 | No
HRVs | Reversomatic Manufacturing Ltd. | Reversomatic | RHRV-S100A | 75 | 0.3 | 68 | 144 | 70 | 148 | 63 | 133 | 58 | 30 | 64 | 78 | No
HRVs | Reversomatic Manufacturing Ltd. | Reversomatic | RHRV-S100A | 100 | 0.4 | 65 | 138 | 67 | 142 | 59 | 125 | 58 | 30 | 64 | 78 | No
HRVs | Reversomatic Manufacturing Ltd. | Reversomatic | RHRV-S100A | 125 | 0.5 | 62 | 131 | 64 | 136 | 55 | 117 | 58 | 30 | 64 | 78 | No
HRVs | Reversomatic Manufacturing Ltd. | Reversomatic | RHRV-S100A | 150 | 0.6 | 59 | 125 | 61 | 129 | 51 | 108 | 58 | 30 | 64 | 78 | No
HRVs | Reversomatic Manufacturing Ltd. | Reversomatic | RHRV-S100A | 175 | 0.7 | 56 | 119 | 58 | 123 | 48 | 102 | 58 | 30 | 64 | 78 | No
HRVs | Reversomatic Manufacturing Ltd. | Reversomatic | RHRV-S100A | 200 | 0.8 | 53 | 112 | 55 | 117 | 46 | 97 | 58 | 30 | 64 | 78 | No
HRVs | Reversomatic Manufacturing Ltd. | Reversomatic | RHRV-S100A | 225 | 0.9 | 51 | 108 | 53 | 112 | 44 | 93 | 58 | 30 | 64 | 78 | No
HRVs | Reversomatic Manufacturing Ltd. | Reversomatic | RHRV-S100P | 25 | 0.1 | 50 | 106 | 52 | 110 | 62 | 131 | 66 | 23 | 49 | 62 | Yes
HRVs | Reversomatic Manufacturing Ltd. | Reversomatic | RHRV-S100P | 50 | 0.2 | 47 | 100 | 49 | 104 | 59 | 125 | 66 | 23 | 49 | 62 | Yes
HRVs | Reversomatic Manufacturing Ltd. | Reversomatic | RHRV-S100P | 75 | 0.3 | 45 | 95 | 47 | 100 | 56 | 119 | 66 | 23 | 49 | 62 | Yes
HRVs | Reversomatic Manufacturing Ltd. | Reversomatic | RHRV-S100P | 100 | 0.4 | 44 | 93 | 45 | 95 | 53 | 112 | 66 | 23 | 49 | 62 | Yes
HRVs | Reversomatic Manufacturing Ltd. | Reversomatic | RHRV-S100P | 125 | 0.5 | 42 | 89 | 44 | 93 | 51 | 108 | 66 | 23 | 49 | 62 | Yes
HRVs | Reversomatic Manufacturing Ltd. | Reversomatic | RHRV-S100P | 150 | 0.6 | 40 | 85 | 42 | 89 | 48 | 102 | 66 | 23 | 49 | 62 | Yes
HRVs | Reversomatic Manufacturing Ltd. | Reversomatic | RHRV-S100P | 175 | 0.7 | 38 | 81 | 39 | 83 | 46 | 97 | 66 | 23 | 49 | 62 | Yes
HRVs | Reversomatic Manufacturing Ltd. | Reversomatic | RHRV-S100P | 200 | 0.8 | 35 | 74 | 36 | 76 | 44 | 93 | 66 | 23 | 49 | 62 | Yes
HRVs | Reversomatic Manufacturing Ltd. | Reversomatic | RHRV-S100P | 225 | 0.9 | 31 | 66 | 32 | 68 | 41 | 87 | 66 | 23 | 49 | 62 | Yes
HRVs | Reversomatic Manufacturing Ltd. | Reversomatic | RHRV-S100P | 250 | 1.0 | 25 | 53 | 26 | 55 | 38 | 81 | 66 | 23 | 49 | 62 | Yes
HRVs | Reversomatic Manufacturing Ltd. | Reversomatic | RHRV-D100P ECM | 25 | 0.1 | 71 | 150 | 74 | 157 | 68 | 144 | 82 | 22 | 47 | 26 | No
HRVs | Reversomatic Manufacturing Ltd. | Reversomatic | RHRV-D100P ECM | 50 | 0.2 | 68 | 144 | 71 | 150 | 65 | 138 | 82 | 22 | 47 | 26 | No
HRVs | Reversomatic Manufacturing Ltd. | Reversomatic | RHRV-D100P ECM | 75 | 0.3 | 65 | 138 | 68 | 144 | 62 | 131 | 82 | 22 | 47 | 26 | No
HRVs | Reversomatic Manufacturing Ltd. | Reversomatic | RHRV-D100P ECM | 100 | 0.4 | 62 | 131 | 65 | 138 | 59 | 125 | 82 | 22 | 47 | 26 | No
HRVs | Reversomatic Manufacturing Ltd. | Reversomatic | RHRV-D100P ECM | 125 | 0.5 | 59 | 125 | 62 | 131 | 57 | 121 | 82 | 22 | 47 | 26 | No
HRVs | Reversomatic Manufacturing Ltd. | Reversomatic | RHRV-D100P ECM | 150 | 0.6 | 55 | 117 | 58 | 123 | 54 | 114 | 82 | 22 | 47 | 26 | No
HRVs | Reversomatic Manufacturing Ltd. | Reversomatic | RHRV-D100P ECM | 175 | 0.7 | 51 | 108 | 54 | 114 | 51 | 108 | 82 | 22 | 47 | 26 | No
HRVs | Reversomatic Manufacturing Ltd. | Reversomatic | RHRV-D100P ECM | 200 | 0.8 | 48 | 102 | 50 | 106 | 48 | 102 | 82 | 22 | 47 | 26 | No
HRVs | Reversomatic Manufacturing Ltd. | Reversomatic | RHRV-D100P ECM | 225 | 0.9 | 44 | 93 | 46 | 97 | 44 | 93 | 82 | 22 | 47 | 26 | No
HRVs | Reversomatic Manufacturing Ltd. | Reversomatic | RHRV-D100P ECM | 250 | 1.0 | 39 | 83 | 41 | 87 | 39 | 83 | 82 | 22 | 47 | 26 | No
HRVs | Reversomatic Manufacturing Ltd. | Reversomatic | RHRV-D100P | 25 | 0.1 | 62 | 131 | 66 | 140 | 61 | 129 | 63 | 30 | 64 | 92 | No
HRVs | Reversomatic Manufacturing Ltd. | Reversomatic | RHRV-D100P | 50 | 0.2 | 59 | 125 | 62 | 131 | 58 | 123 | 63 | 30 | 64 | 92 | No
HRVs | Reversomatic Manufacturing Ltd. | Reversomatic | RHRV-D100P | 75 | 0.3 | 56 | 119 | 59 | 125 | 56 | 119 | 63 | 30 | 64 | 92 | No
HRVs | Reversomatic Manufacturing Ltd. | Reversomatic | RHRV-D100P | 100 | 0.4 | 53 | 112 | 56 | 119 | 53 | 112 | 63 | 30 | 64 | 92 | No
HRVs | Reversomatic Manufacturing Ltd. | Reversomatic | RHRV-D100P | 125 | 0.5 | 52 | 110 | 54 | 114 | 51 | 108 | 63 | 30 | 64 | 92 | No
HRVs | Reversomatic Manufacturing Ltd. | Reversomatic | RHRV-D100P | 150 | 0.6 | 50 | 106 | 53 | 112 | 48 | 102 | 63 | 30 | 64 | 92 | No
HRVs | Reversomatic Manufacturing Ltd. | Reversomatic | RHRV-D100P | 175 | 0.7 | 48 | 102 | 51 | 108 | 47 | 100 | 63 | 30 | 64 | 92 | No
HRVs | Reversomatic Manufacturing Ltd. | Reversomatic | RHRV-D100P | 200 | 0.8 | 46 | 97 | 48 | 102 | 45 | 95 | 63 | 30 | 64 | 92 | No
HRVs | Reversomatic Manufacturing Ltd. | Reversomatic | RHRV-D100P | 225 | 0.9 | 42 | 89 | 45 | 95 | 44 | 93 | 63 | 30 | 64 | 92 | No
HRVs | Reversomatic Manufacturing Ltd. | Reversomatic | RHRV-120PES | 25 | 0.1 | 65 | 138 | 66 | 140 | 78 | 165 | 73 | 23 | 49 | 42 | No
HRVs | Reversomatic Manufacturing Ltd. | Reversomatic | RHRV-120PES | 50 | 0.2 | 60 | 127 | 61 | 129 | 73 | 155 | 73 | 23 | 49 | 42 | No
HRVs | Reversomatic Manufacturing Ltd. | Reversomatic | RHRV-120PES | 75 | 0.3 | 55 | 117 | 55 | 117 | 69 | 146 | 73 | 23 | 49 | 42 | No
HRVs | Reversomatic Manufacturing Ltd. | Reversomatic | RHRV-120PES | 100 | 0.4 | 49 | 104 | 50 | 106 | 64 | 136 | 73 | 23 | 49 | 42 | No
HRVs | Reversomatic Manufacturing Ltd. | Reversomatic | RHRV-120PES | 125 | 0.5 | 44 | 93 | 44 | 93 | 58 | 123 | 73 | 23 | 49 | 42 | No
HRVs | Reversomatic Manufacturing Ltd. | Reversomatic | RHRV-120PES | 150 | 0.6 | 38 | 81 | 39 | 83 | 52 | 110 | 73 | 23 | 49 | 42 | No
HRVs | Reversomatic Manufacturing Ltd. | Reversomatic | RHRV-120PES | 175 | 0.7 | 33 | 70 | 33 | 70 | 46 | 97 | 73 | 23 | 49 | 42 | No
HRVs | Reversomatic Manufacturing Ltd. | Reversomatic | RHRV-120PES | 200 | 0.8 | 28 | 59 | 28 | 59 | 40 | 85 | 73 | 23 | 49 | 42 | No
HRVs | Reversomatic Manufacturing Ltd. | Reversomatic | RHRV-120PES | 225 | 0.9 | 23 | 49 | 23 | 49 | 33 | 70 | 73 | 23 | 49 | 42 | No
HRVs | Reversomatic Manufacturing Ltd. | Reversomatic | RHRV-120PES | 250 | 1.0 | 18 | 38 | 18 | 38 | 26 | 55 | 73 | 23 | 49 | 42 | No
HRVs | Reversomatic Manufacturing Ltd. | Reversomatic | RHRV-S200P | 25 | 0.1 | 92 | 195 | 92 | 195 | 98 | 208 | 72 | 24 | 51 | 64 | No
HRVs | Reversomatic Manufacturing Ltd. | Reversomatic | RHRV-S200P | 50 | 0.2 | 82 | 174 | 83 | 176 | 88 | 186 | 72 | 24 | 51 | 64 | No
HRVs | Reversomatic Manufacturing Ltd. | Reversomatic | RHRV-S200P | 75 | 0.3 | 75 | 159 | 75 | 159 | 79 | 167 | 72 | 24 | 51 | 64 | No
HRVs | Reversomatic Manufacturing Ltd. | Reversomatic | RHRV-S200P | 100 | 0.4 | 68 | 144 | 69 | 146 | 69 | 146 | 72 | 24 | 51 | 64 | No
HRVs | Reversomatic Manufacturing Ltd. | Reversomatic | RHRV-S200P | 125 | 0.5 | 63 | 133 | 63 | 133 | 60 | 127 | 72 | 24 | 51 | 64 | No
HRVs | Reversomatic Manufacturing Ltd. | Reversomatic | RHRV-S200P | 150 | 0.6 | 57 | 121 | 57 | 121 | 51 | 108 | 72 | 24 | 51 | 64 | No
HRVs | Reversomatic Manufacturing Ltd. | Reversomatic | RHRV-S200P | 175 | 0.7 | 51 | 108 | 51 | 108 | 42 | 89 | 72 | 24 | 51 | 64 | No
HRVs | Reversomatic Manufacturing Ltd. | Reversomatic | RHRV-S200P | 200 | 0.8 | 44 | 93 | 45 | 95 | 34 | 72 | 72 | 24 | 51 | 64 | No
HRVs | Reversomatic Manufacturing Ltd. | Reversomatic | RHRV-S200P | 225 | 0.9 | 36 | 76 | 36 | 76 | 26 | 55 | 72 | 24 | 51 | 64 | No
ERVs | Reversomatic Manufacturing Ltd. | Reversomatic | RERV-SL100ECM | 25 | 0.1 | 68 | 144 | 69 | 146 | 68 | 144 | 71 | 30 | 64 | 33 | Yes
ERVs | Reversomatic Manufacturing Ltd. | Reversomatic | RERV-SL100ECM | 50 | 0.2 | 67 | 142 | 68 | 144 | 66 | 140 | 71 | 30 | 64 | 33 | Yes
ERVs | Reversomatic Manufacturing Ltd. | Reversomatic | RERV-SL100ECM | 75 | 0.3 | 67 | 142 | 67 | 142 | 66 | 140 | 71 | 30 | 64 | 33 | Yes
ERVs | Reversomatic Manufacturing Ltd. | Reversomatic | RERV-SL100ECM | 100 | 0.4 | 66 | 140 | 67 | 142 | 65 | 138 | 71 | 30 | 64 | 33 | Yes
ERVs | Reversomatic Manufacturing Ltd. | Reversomatic | RERV-SL100ECM | 125 | 0.5 | 66 | 140 | 67 | 142 | 65 | 138 | 71 | 30 | 64 | 33 | Yes
ERVs | Reversomatic Manufacturing Ltd. | Reversomatic | RERV-SL100ECM | 150 | 0.6 | 66 | 140 | 67 | 142 | 65 | 138 | 71 | 30 | 64 | 33 | Yes
ERVs | Reversomatic Manufacturing Ltd. | Reversomatic | RERV-SL100ECM | 175 | 0.7 | 66 | 140 | 67 | 142 | 65 | 138 | 71 | 30 | 64 | 33 | Yes
ERVs | Reversomatic Manufacturing Ltd. | Reversomatic | RERV-SL100ECM | 200 | 0.8 | 66 | 140 | 66 | 140 | 65 | 138 | 71 | 30 | 64 | 33 | Yes
ERVs | Reversomatic Manufacturing Ltd. | Reversomatic | RERV-SL100ECM | 250 | 1.0 | 65 | 138 | 65 | 138 | 63 | 133 | 71 | 30 | 64 | 33 | Yes
ERVs | Reversomatic Manufacturing Ltd. | Reversomatic | RERV-SL100ECM | 300 | 1.2 | 62 | 131 | 63 | 133 | 59 | 125 | 71 | 30 | 64 | 33 | Yes
ERVs | Reversomatic Manufacturing Ltd. | Reversomatic | RERV-AB150ECM | 25 | 0.1 | 69 | 146 | 69 | 146 | 72 | 153 | 67 | 34 | 72 | 38 | Yes
ERVs | Reversomatic Manufacturing Ltd. | Reversomatic | RERV-AB150ECM | 50 | 0.2 | 69 | 146 | 69 | 146 | 71 | 150 | 67 | 34 | 72 | 38 | Yes
ERVs | Reversomatic Manufacturing Ltd. | Reversomatic | RERV-AB150ECM | 75 | 0.3 | 69 | 146 | 69 | 146 | 69 | 146 | 67 | 34 | 72 | 38 | Yes
ERVs | Reversomatic Manufacturing Ltd. | Reversomatic | RERV-AB150ECM | 100 | 0.4 | 69 | 146 | 69 | 146 | 69 | 146 | 67 | 34 | 72 | 38 | Yes
ERVs | Reversomatic Manufacturing Ltd. | Reversomatic | RERV-AB150ECM | 125 | 0.5 | 69 | 146 | 69 | 146 | 68 | 144 | 67 | 34 | 72 | 38 | Yes
ERVs | Reversomatic Manufacturing Ltd. | Reversomatic | RERV-AB150ECM | 150 | 0.6 | 68 | 144 | 68 | 144 | 67 | 142 | 67 | 34 | 72 | 38 | Yes
ERVs | Reversomatic Manufacturing Ltd. | Reversomatic | RERV-AB150ECM | 175 | 0.7 | 66 | 140 | 67 | 142 | 66 | 140 | 67 | 34 | 72 | 38 | Yes
ERVs | Reversomatic Manufacturing Ltd. | Reversomatic | RERV-AB150ECM | 200 | 0.8 | 64 | 136 | 64 | 136 | 64 | 136 | 67 | 34 | 72 | 38 | Yes
ERVs | Reversomatic Manufacturing Ltd. | Reversomatic | RERV-AB150ECM | 225 | 0.9 | 61 | 129 | 61 | 129 | 61 | 129 | 67 | 34 | 72 | 38 | Yes
ERVs | Reversomatic Manufacturing Ltd. | Reversomatic | RERV-AB150ECM | 250 | 1.0 | 56 | 119 | 57 | 121 | 57 | 121 | 67 | 34 | 72 | 38 | Yes
ERVs | Reversomatic Manufacturing Ltd. | Reversomatic | RERV-AB150ECM | 300 | 1.2 | 43 | 91 | 44 | 93 | 46 | 97 | 67 | 34 | 72 | 38 | Yes
ERVs | Reversomatic Manufacturing Ltd. | Reversomatic | RERV-AB150ECM | 350 | 1.4 | 24 | 51 | 24 | 51 | 28 | 59 | 67 | 34 | 72 | 38 | Yes
ERVs | S&P USA Ventilation Systems LLC | S&P | TRLPV150 | 25 | 0.1 | 70 | 148 | 71 | 150 | 74 | 157 | 62 | 24 | 51 | 70 | Yes
ERVs | S&P USA Ventilation Systems LLC | S&P | TRLPV150 | 50 | 0.2 | 66 | 140 | 67 | 142 | 69 | 146 | 62 | 24 | 51 | 70 | Yes
ERVs | S&P USA Ventilation Systems LLC | S&P | TRLPV150 | 75 | 0.3 | 63 | 133 | 64 | 136 | 65 | 138 | 62 | 24 | 51 | 70 | Yes
ERVs | S&P USA Ventilation Systems LLC | S&P | TRLPV150 | 100 | 0.4 | 59 | 125 | 60 | 127 | 62 | 131 | 62 | 24 | 51 | 70 | Yes
ERVs | S&P USA Ventilation Systems LLC | S&P | TRLPV150 | 125 | 0.5 | 56 | 119 | 57 | 121 | 58 | 123 | 62 | 24 | 51 | 70 | Yes
ERVs | S&P USA Ventilation Systems LLC | S&P | TRLPV150 | 150 | 0.6 | 52 | 110 | 53 | 112 | 54 | 114 | 62 | 24 | 51 | 70 | Yes
ERVs | S&P USA Ventilation Systems LLC | S&P | TRLPV150 | 175 | 0.7 | 48 | 102 | 49 | 104 | 50 | 106 | 62 | 24 | 51 | 70 | Yes
ERVs | S&P USA Ventilation Systems LLC | S&P | TRLPV150 | 200 | 0.8 | 45 | 95 | 46 | 97 | 46 | 97 | 62 | 24 | 51 | 70 | Yes
ERVs | S&P USA Ventilation Systems LLC | S&P | TRLPV150 | 250 | 1.0 | 37 | 78 | 37 | 78 | 38 | 81 | 62 | 24 | 51 | 70 | Yes
ERVs | S&P USA Ventilation Systems LLC | S&P | TRLPV150 | 300 | 1.2 | 28 | 59 | 28 | 59 | 30 | 64 | 62 | 24 | 51 | 70 | Yes
ERVs | S&P USA Ventilation Systems LLC | S&P | TRLPV150 | 350 | 1.4 | 18 | 38 | 18 | 38 | 21 | 44 | 62 | 24 | 51 | 70 | Yes
ERVs | S&P USA Ventilation Systems LLC | S&P | TR130 | 25 | 0.1 | 77 | 163 | 80 | 170 | 76 | 161 | 72 | 47 | 100 | 99 | Yes
ERVs | S&P USA Ventilation Systems LLC | S&P | TR130 | 50 | 0.2 | 71 | 150 | 73 | 155 | 73 | 155 | 72 | 47 | 100 | 99 | Yes
ERVs | S&P USA Ventilation Systems LLC | S&P | TR130 | 75 | 0.3 | 66 | 140 | 68 | 144 | 68 | 144 | 72 | 47 | 100 | 99 | Yes
ERVs | S&P USA Ventilation Systems LLC | S&P | TR130 | 100 | 0.4 | 59 | 125 | 61 | 129 | 63 | 133 | 72 | 47 | 100 | 99 | Yes
ERVs | S&P USA Ventilation Systems LLC | S&P | TR130 | 125 | 0.5 | 48 | 102 | 50 | 106 | 54 | 114 | 72 | 47 | 100 | 99 | Yes
ERVs | S&P USA Ventilation Systems LLC | S&P | TR130 | 150 | 0.6 | 32 | 68 | 33 | 70 | 43 | 91 | 72 | 47 | 100 | 99 | Yes
ERVs | S&P USA Ventilation Systems LLC | S&P | TR90 | 25 | 0.1 | 47 | 100 | 47 | 100 | 48 | 102 | 64 | 40 | 85 | 41 | Yes
ERVs | S&P USA Ventilation Systems LLC | S&P | TR90 | 50 | 0.2 | 40 | 85 | 40 | 85 | 43 | 91 | 64 | 40 | 85 | 41 | Yes
ERVs | S&P USA Ventilation Systems LLC | S&P | TR90 | 75 | 0.3 | 33 | 70 | 33 | 70 | 37 | 78 | 64 | 40 | 85 | 41 | Yes
ERVs | S&P USA Ventilation Systems LLC | S&P | TR90 | 100 | 0.4 | 26 | 55 | 26 | 55 | 31 | 66 | 64 | 40 | 85 | 41 | Yes
ERVs | S&P USA Ventilation Systems LLC | S&P | TR90 | 125 | 0.5 | 19 | 40 | 19 | 40 | 27 | 57 | 64 | 40 | 85 | 41 | Yes
ERVs | S&P USA Ventilation Systems LLC | S&P | TR90G | 25 | 0.1 | 47 | 100 | 47 | 100 | 48 | 102 | 64 | 40 | 85 | 41 | Yes
ERVs | S&P USA Ventilation Systems LLC | S&P | TR90G | 50 | 0.2 | 40 | 85 | 40 | 85 | 43 | 91 | 64 | 40 | 85 | 41 | Yes
ERVs | S&P USA Ventilation Systems LLC | S&P | TR90G | 75 | 0.3 | 33 | 70 | 33 | 70 | 37 | 78 | 64 | 40 | 85 | 41 | Yes
ERVs | S&P USA Ventilation Systems LLC | S&P | TR90G | 100 | 0.4 | 26 | 55 | 26 | 55 | 31 | 66 | 64 | 40 | 85 | 41 | Yes
ERVs | S&P USA Ventilation Systems LLC | S&P | TR90G | 125 | 0.5 | 19 | 40 | 19 | 40 | 27 | 57 | 64 | 40 | 85 | 41 | Yes
ERVs | S&P USA Ventilation Systems LLC | S&P | TRe90 | 25 | 0.1 | 65 | 138 | 69 | 146 | 68 | 144 | 74 | 24 | 51 | 28 | Yes
ERVs | S&P USA Ventilation Systems LLC | S&P | TRe90 | 50 | 0.2 | 62 | 131 | 65 | 138 | 64 | 136 | 74 | 24 | 51 | 28 | Yes
ERVs | S&P USA Ventilation Systems LLC | S&P | TRe90 | 75 | 0.3 | 59 | 125 | 62 | 131 | 61 | 129 | 74 | 24 | 51 | 28 | Yes
ERVs | S&P USA Ventilation Systems LLC | S&P | TRe90 | 100 | 0.4 | 56 | 119 | 59 | 125 | 57 | 121 | 74 | 24 | 51 | 28 | Yes
ERVs | S&P USA Ventilation Systems LLC | S&P | TRe90 | 125 | 0.5 | 53 | 112 | 56 | 119 | 54 | 114 | 74 | 24 | 51 | 28 | Yes
ERVs | S&P USA Ventilation Systems LLC | S&P | TRe90 | 150 | 0.6 | 50 | 106 | 52 | 110 | 50 | 106 | 74 | 24 | 51 | 28 | Yes
ERVs | S&P USA Ventilation Systems LLC | S&P | TRe90 | 175 | 0.7 | 46 | 97 | 49 | 104 | 46 | 97 | 74 | 24 | 51 | 28 | Yes
ERVs | S&P USA Ventilation Systems LLC | S&P | TRe90 | 200 | 0.8 | 43 | 91 | 45 | 95 | 42 | 89 | 74 | 24 | 51 | 28 | Yes
ERVs | S&P USA Ventilation Systems LLC | S&P | TRe90 | 225 | 0.9 | 39 | 83 | 41 | 87 | 37 | 78 | 74 | 24 | 51 | 28 | Yes
ERVs | S&P USA Ventilation Systems LLC | S&P | TRe90 | 250 | 1.0 | 35 | 74 | 37 | 78 | 32 | 68 | 74 | 24 | 51 | 28 | Yes
ERVs | S&P USA Ventilation Systems LLC | S&P | TRe90H | 25 | 0.1 | 65 | 138 | 69 | 146 | 68 | 144 | 74 | 24 | 51 | 28 | Yes
ERVs | S&P USA Ventilation Systems LLC | S&P | TRe90H | 50 | 0.2 | 62 | 131 | 65 | 138 | 64 | 136 | 74 | 24 | 51 | 28 | Yes
ERVs | S&P USA Ventilation Systems LLC | S&P | TRe90H | 75 | 0.3 | 59 | 125 | 62 | 131 | 61 | 129 | 74 | 24 | 51 | 28 | Yes
ERVs | S&P USA Ventilation Systems LLC | S&P | TRe90H | 100 | 0.4 | 56 | 119 | 59 | 125 | 57 | 121 | 74 | 24 | 51 | 28 | Yes
ERVs | S&P USA Ventilation Systems LLC | S&P | TRe90H | 125 | 0.5 | 53 | 112 | 56 | 119 | 54 | 114 | 74 | 24 | 51 | 28 | Yes
ERVs | S&P USA Ventilation Systems LLC | S&P | TRe90H | 150 | 0.6 | 50 | 106 | 52 | 110 | 50 | 106 | 74 | 24 | 51 | 28 | Yes
ERVs | S&P USA Ventilation Systems LLC | S&P | TRe90H | 175 | 0.7 | 46 | 97 | 49 | 104 | 46 | 97 | 74 | 24 | 51 | 28 | Yes
ERVs | S&P USA Ventilation Systems LLC | S&P | TRe90H | 200 | 0.8 | 43 | 91 | 45 | 95 | 42 | 89 | 74 | 24 | 51 | 28 | Yes
ERVs | S&P USA Ventilation Systems LLC | S&P | TRe90H | 225 | 0.9 | 39 | 83 | 41 | 87 | 37 | 78 | 74 | 24 | 51 | 28 | Yes
ERVs | S&P USA Ventilation Systems LLC | S&P | TRe90H | 250 | 1.0 | 35 | 74 | 37 | 78 | 32 | 68 | 74 | 24 | 51 | 28 | Yes
ERVs | S&P USA Ventilation Systems LLC | S&P | TRLPe110 | 25 | 0.1 | 65 | 138 | 68 | 144 | 68 | 144 | 78 | 24 | 51 | 30 | Yes
ERVs | S&P USA Ventilation Systems LLC | S&P | TRLPe110 | 50 | 0.2 | 62 | 131 | 65 | 138 | 65 | 138 | 78 | 24 | 51 | 30 | Yes
ERVs | S&P USA Ventilation Systems LLC | S&P | TRLPe110 | 75 | 0.3 | 59 | 125 | 62 | 131 | 62 | 131 | 78 | 24 | 51 | 30 | Yes
ERVs | S&P USA Ventilation Systems LLC | S&P | TRLPe110 | 100 | 0.4 | 55 | 117 | 58 | 123 | 59 | 125 | 78 | 24 | 51 | 30 | Yes
ERVs | S&P USA Ventilation Systems LLC | S&P | TRLPe110 | 125 | 0.5 | 52 | 110 | 55 | 117 | 55 | 117 | 78 | 24 | 51 | 30 | Yes
ERVs | S&P USA Ventilation Systems LLC | S&P | TRLPe110 | 150 | 0.6 | 48 | 102 | 51 | 108 | 51 | 108 | 78 | 24 | 51 | 30 | Yes
ERVs | S&P USA Ventilation Systems LLC | S&P | TRLPe110 | 175 | 0.7 | 45 | 95 | 47 | 100 | 47 | 100 | 78 | 24 | 51 | 30 | Yes
ERVs | S&P USA Ventilation Systems LLC | S&P | TRLPe110 | 200 | 0.8 | 41 | 87 | 43 | 91 | 43 | 91 | 78 | 24 | 51 | 30 | Yes
ERVs | S&P USA Ventilation Systems LLC | S&P | TRLPe110 | 225 | 0.9 | 37 | 78 | 39 | 83 | 39 | 83 | 78 | 24 | 51 | 30 | Yes
ERVs | S&P USA Ventilation Systems LLC | S&P | TRLPe110 | 250 | 1.0 | 32 | 68 | 34 | 72 | 35 | 74 | 78 | 24 | 51 | 30 | Yes
ERVs | S&P USA Ventilation Systems LLC | S&P | TRLPe110 | 275 | 1.1 | 28 | 59 | 29 | 61 | 30 | 64 | 78 | 24 | 51 | 30 | Yes
ERVs | S&P USA Ventilation Systems LLC | S&P | TRLPe110 | 300 | 1.2 | 23 | 49 | 24 | 51 | 26 | 55 | 78 | 24 | 51 | 30 | Yes
ERVs | S&P USA Ventilation Systems LLC | S&P | TRLPe110H | 25 | 0.1 | 65 | 138 | 68 | 144 | 68 | 144 | 78 | 24 | 51 | 30 | Yes
ERVs | S&P USA Ventilation Systems LLC | S&P | TRLPe110H | 50 | 0.2 | 62 | 131 | 65 | 138 | 65 | 138 | 78 | 24 | 51 | 30 | Yes
ERVs | S&P USA Ventilation Systems LLC | S&P | TRLPe110H | 75 | 0.3 | 59 | 125 | 62 | 131 | 62 | 131 | 78 | 24 | 51 | 30 | Yes
ERVs | S&P USA Ventilation Systems LLC | S&P | TRLPe110H | 100 | 0.4 | 55 | 117 | 58 | 123 | 59 | 125 | 78 | 24 | 51 | 30 | Yes
ERVs | S&P USA Ventilation Systems LLC | S&P | TRLPe110H | 125 | 0.5 | 52 | 110 | 55 | 117 | 55 | 117 | 78 | 24 | 51 | 30 | Yes
ERVs | S&P USA Ventilation Systems LLC | S&P | TRLPe110H | 150 | 0.6 | 48 | 102 | 51 | 108 | 51 | 108 | 78 | 24 | 51 | 30 | Yes
ERVs | S&P USA Ventilation Systems LLC | S&P | TRLPe110H | 175 | 0.7 | 45 | 95 | 47 | 100 | 47 | 100 | 78 | 24 | 51 | 30 | Yes
ERVs | S&P USA Ventilation Systems LLC | S&P | TRLPe110H | 200 | 0.8 | 41 | 87 | 43 | 91 | 43 | 91 | 78 | 24 | 51 | 30 | Yes
ERVs | S&P USA Ventilation Systems LLC | S&P | TRLPe110H | 225 | 0.9 | 37 | 78 | 39 | 83 | 39 | 83 | 78 | 24 | 51 | 30 | Yes
ERVs | S&P USA Ventilation Systems LLC | S&P | TRLPe110H | 250 | 1.0 | 32 | 68 | 34 | 72 | 35 | 74 | 78 | 24 | 51 | 30 | Yes
ERVs | S&P USA Ventilation Systems LLC | S&P | TRLPe110H | 275 | 1.1 | 28 | 59 | 29 | 61 | 30 | 64 | 78 | 24 | 51 | 30 | Yes
ERVs | S&P USA Ventilation Systems LLC | S&P | TRLPe110H | 300 | 1.2 | 23 | 49 | 24 | 51 | 26 | 55 | 78 | 24 | 51 | 30 | Yes
ERVs | S&P USA Ventilation Systems LLC | S&P | TRe200 | 25 | 0.1 | 114 | 242 | 115 | 244 | 117 | 248 | 81 | 24 | 51 | 19 | Yes
ERVs | S&P USA Ventilation Systems LLC | S&P | TRe200 | 50 | 0.2 | 110 | 233 | 112 | 237 | 113 | 239 | 81 | 24 | 51 | 19 | Yes
ERVs | S&P USA Ventilation Systems LLC | S&P | TRe200 | 75 | 0.3 | 107 | 227 | 108 | 229 | 110 | 233 | 81 | 24 | 51 | 19 | Yes
ERVs | S&P USA Ventilation Systems LLC | S&P | TRe200 | 100 | 0.4 | 103 | 218 | 104 | 220 | 106 | 225 | 81 | 24 | 51 | 19 | Yes
ERVs | S&P USA Ventilation Systems LLC | S&P | TRe200 | 125 | 0.5 | 99 | 210 | 101 | 214 | 102 | 216 | 81 | 24 | 51 | 19 | Yes
ERVs | S&P USA Ventilation Systems LLC | S&P | TRe200 | 150 | 0.6 | 96 | 203 | 97 | 206 | 98 | 208 | 81 | 24 | 51 | 19 | Yes
ERVs | S&P USA Ventilation Systems LLC | S&P | TRe200 | 175 | 0.7 | 92 | 195 | 93 | 197 | 94 | 199 | 81 | 24 | 51 | 19 | Yes
ERVs | S&P USA Ventilation Systems LLC | S&P | TRe200 | 200 | 0.8 | 88 | 186 | 89 | 189 | 90 | 191 | 81 | 24 | 51 | 19 | Yes
ERVs | S&P USA Ventilation Systems LLC | S&P | TRe200 | 225 | 0.9 | 85 | 180 | 86 | 182 | 86 | 182 | 81 | 24 | 51 | 19 | Yes
ERVs | S&P USA Ventilation Systems LLC | S&P | TRe200 | 250 | 1.0 | 81 | 172 | 82 | 174 | 82 | 174 | 81 | 24 | 51 | 19 | Yes
ERVs | S&P USA Ventilation Systems LLC | S&P | TRe300 | 100 | 0.4 | 131 | 278 | 132 | 280 | 132 | 280 | 88 | 28 | 59 | 21 | Yes
ERVs | S&P USA Ventilation Systems LLC | S&P | TRe300 | 125 | 0.5 | 126 | 267 | 127 | 269 | 126 | 267 | 88 | 28 | 59 | 21 | Yes
ERVs | S&P USA Ventilation Systems LLC | S&P | TRe300 | 150 | 0.6 | 121 | 256 | 122 | 259 | 121 | 256 | 88 | 28 | 59 | 21 | Yes
ERVs | S&P USA Ventilation Systems LLC | S&P | TRe300 | 175 | 0.7 | 115 | 244 | 116 | 246 | 115 | 244 | 88 | 28 | 59 | 21 | Yes
ERVs | S&P USA Ventilation Systems LLC | S&P | TRe300 | 200 | 0.8 | 110 | 233 | 111 | 235 | 110 | 233 | 88 | 28 | 59 | 21 | Yes
ERVs | S&P USA Ventilation Systems LLC | S&P | TRe300 | 225 | 0.9 | 105 | 222 | 105 | 222 | 104 | 220 | 88 | 28 | 59 | 21 | Yes
ERVs | S&P USA Ventilation Systems LLC | S&P | TRe300 | 250 | 1.0 | 99 | 210 | 100 | 212 | 98 | 208 | 88 | 28 | 59 | 21 | Yes
ERVs | S&P USA Ventilation Systems LLC | S&P | TR200 | 25 | 0.1 | 97 | 206 | 100 | 212 | 109 | 231 | 78 | 85 | 180 | 157 | No
ERVs | S&P USA Ventilation Systems LLC | S&P | TR200 | 50 | 0.2 | 90 | 191 | 93 | 197 | 104 | 220 | 78 | 85 | 180 | 157 | No
ERVs | S&P USA Ventilation Systems LLC | S&P | TR200 | 75 | 0.3 | 88 | 186 | 90 | 191 | 101 | 214 | 78 | 85 | 180 | 157 | No
ERVs | S&P USA Ventilation Systems LLC | S&P | TR200 | 100 | 0.4 | 83 | 176 | 85 | 180 | 96 | 203 | 78 | 85 | 180 | 157 | No
ERVs | S&P USA Ventilation Systems LLC | S&P | TR200 | 125 | 0.5 | 79 | 167 | 81 | 172 | 88 | 186 | 78 | 85 | 180 | 157 | No
ERVs | S&P USA Ventilation Systems LLC | S&P | TR200 | 150 | 0.6 | 70 | 148 | 72 | 153 | 76 | 161 | 78 | 85 | 180 | 157 | No
ERVs | S&P USA Ventilation Systems LLC | S&P | TR200 | 175 | 0.7 | 57 | 121 | 59 | 125 | 68 | 144 | 78 | 85 | 180 | 157 | No
ERVs | S&P USA Ventilation Systems LLC | S&P | TR300 | 100 | 0.4 | 147 | 311 | 150 | 318 | 143 | 303 | 67 | 139 | 295 | 315 | No
ERVs | S&P USA Ventilation Systems LLC | S&P | TR300 | 125 | 0.5 | 139 | 295 | 142 | 301 | 133 | 282 | 67 | 139 | 295 | 315 | No
ERVs | S&P USA Ventilation Systems LLC | S&P | TR300 | 150 | 0.6 | 131 | 278 | 133 | 282 | 125 | 265 | 67 | 139 | 295 | 315 | No
ERVs | S&P USA Ventilation Systems LLC | S&P | TR300 | 175 | 0.7 | 121 | 256 | 123 | 261 | 108 | 229 | 67 | 139 | 295 | 315 | No
ERVs | S&P USA Ventilation Systems LLC | S&P | TR300 | 200 | 0.8 | 101 | 214 | 103 | 218 | 94 | 199 | 67 | 139 | 295 | 315 | No
ERVs | S&P USA Ventilation Systems LLC | S&P | TR300 | 225 | 0.9 | 90 | 191 | 92 | 195 | 74 | 157 | 67 | 139 | 295 | 315 | No
ERVs | S&P USA Ventilation Systems LLC | S&P | TR300 | 250 | 1.0 | 80 | 170 | 82 | 174 | 47 | 100 | 67 | 139 | 295 | 315 | No
HRVs | Reversomatic Manufacturing Ltd. | Softaire | RHRV-130PES | 25 | 0.1 | 76 | 161 | 76 | 161 | 73 | 155 | 80 | 23 | 49 | 52 | No
HRVs | Reversomatic Manufacturing Ltd. | Softaire | RHRV-130PES | 50 | 0.2 | 70 | 148 | 70 | 148 | 68 | 144 | 80 | 23 | 49 | 52 | No
HRVs | Reversomatic Manufacturing Ltd. | Softaire | RHRV-130PES | 75 | 0.3 | 64 | 136 | 64 | 136 | 62 | 131 | 80 | 23 | 49 | 52 | No
HRVs | Reversomatic Manufacturing Ltd. | Softaire | RHRV-130PES | 100 | 0.4 | 58 | 123 | 58 | 123 | 57 | 121 | 80 | 23 | 49 | 52 | No
HRVs | Reversomatic Manufacturing Ltd. | Softaire | RHRV-130PES | 125 | 0.5 | 52 | 110 | 52 | 110 | 52 | 110 | 80 | 23 | 49 | 52 | No
HRVs | Reversomatic Manufacturing Ltd. | Softaire | RHRV-130PES | 150 | 0.6 | 46 | 97 | 46 | 97 | 46 | 97 | 80 | 23 | 49 | 52 | No
HRVs | Reversomatic Manufacturing Ltd. | Softaire | RHRV-130PES | 175 | 0.7 | 40 | 85 | 40 | 85 | 41 | 87 | 80 | 23 | 49 | 52 | No
HRVs | Reversomatic Manufacturing Ltd. | Softaire | RHRV-130PES | 200 | 0.8 | 33 | 70 | 33 | 70 | 35 | 74 | 80 | 23 | 49 | 52 | No
HRVs | Reversomatic Manufacturing Ltd. | Softaire | RHRV-130PES | 225 | 0.9 | 26 | 55 | 27 | 57 | 30 | 64 | 80 | 23 | 49 | 52 | No
HRVs | Reversomatic Manufacturing Ltd. | Softaire | RHRV-130PES | 250 | 1.0 | 19 | 40 | 19 | 40 | 24 | 51 | 80 | 23 | 49 | 52 | No
HRVs | Venmar Ventilation ULC | vanEE | 200H | 25 | 0.1 | 106 | 225 | 107 | 227 | 118 | 250 | 65 | 39 | 83 | 71 | No
HRVs | Venmar Ventilation ULC | vanEE | 200H | 50 | 0.2 | 102 | 216 | 102 | 216 | 115 | 244 | 65 | 39 | 83 | 71 | No
HRVs | Venmar Ventilation ULC | vanEE | 200H | 75 | 0.3 | 96 | 203 | 97 | 206 | 111 | 235 | 65 | 39 | 83 | 71 | No
HRVs | Venmar Ventilation ULC | vanEE | 200H | 100 | 0.4 | 90 | 191 | 91 | 193 | 107 | 227 | 65 | 39 | 83 | 71 | No
HRVs | Venmar Ventilation ULC | vanEE | 200H | 125 | 0.5 | 83 | 176 | 84 | 178 | 100 | 212 | 65 | 39 | 83 | 71 | No
HRVs | Venmar Ventilation ULC | vanEE | 200H | 150 | 0.6 | 76 | 161 | 76 | 161 | 89 | 189 | 65 | 39 | 83 | 71 | No
HRVs | Venmar Ventilation ULC | vanEE | 200H | 175 | 0.7 | 67 | 142 | 67 | 142 | 75 | 159 | 65 | 39 | 83 | 71 | No
HRVs | Venmar Ventilation ULC | vanEE | 40H+ | 25 | 0.1 | 39 | 83 | 40 | 85 | 43 | 91 | 66 | 22 | 47 | 39 | No
HRVs | Venmar Ventilation ULC | vanEE | 40H+ | 50 | 0.2 | 37 | 78 | 38 | 81 | 41 | 87 | 66 | 22 | 47 | 39 | No
HRVs | Venmar Ventilation ULC | vanEE | 40H+ | 75 | 0.3 | 35 | 74 | 37 | 78 | 39 | 83 | 66 | 22 | 47 | 39 | No
HRVs | Venmar Ventilation ULC | vanEE | 40H+ | 100 | 0.4 | 34 | 72 | 35 | 74 | 37 | 78 | 66 | 22 | 47 | 39 | No
HRVs | Venmar Ventilation ULC | vanEE | 40H+ | 125 | 0.5 | 32 | 68 | 33 | 70 | 35 | 74 | 66 | 22 | 47 | 39 | No
HRVs | Venmar Ventilation ULC | vanEE | 40H+ | 150 | 0.6 | 30 | 64 | 31 | 66 | 32 | 68 | 66 | 22 | 47 | 39 | No
HRVs | Venmar Ventilation ULC | vanEE | 40H+ | 175 | 0.7 | 28 | 59 | 29 | 61 | 30 | 64 | 66 | 22 | 47 | 39 | No
HRVs | Venmar Ventilation ULC | vanEE | 40H+ | 200 | 0.8 | 27 | 57 | 27 | 57 | 27 | 57 | 66 | 22 | 47 | 39 | No
HRVs | Venmar Ventilation ULC | vanEE | 40H+ | 225 | 0.9 | 26 | 55 | 26 | 55 | 25 | 53 | 66 | 22 | 47 | 39 | No
HRVs | Venmar Ventilation ULC | vanEE | 50H | 25 | 0.1 | 47 | 100 | 47 | 100 | 46 | 97 | 66 | 22 | 47 | 39 | No
HRVs | Venmar Ventilation ULC | vanEE | 50H | 50 | 0.2 | 45 | 95 | 45 | 95 | 44 | 93 | 66 | 22 | 47 | 39 | No
HRVs | Venmar Ventilation ULC | vanEE | 50H | 75 | 0.3 | 44 | 93 | 44 | 93 | 43 | 91 | 66 | 22 | 47 | 39 | No
HRVs | Venmar Ventilation ULC | vanEE | 50H | 100 | 0.4 | 42 | 89 | 43 | 91 | 41 | 87 | 66 | 22 | 47 | 39 | No
HRVs | Venmar Ventilation ULC | vanEE | 50H | 125 | 0.5 | 40 | 85 | 40 | 85 | 39 | 83 | 66 | 22 | 47 | 39 | No
HRVs | Venmar Ventilation ULC | vanEE | 50H | 150 | 0.6 | 37 | 78 | 37 | 78 | 37 | 78 | 66 | 22 | 47 | 39 | No
HRVs | Venmar Ventilation ULC | vanEE | 50H | 175 | 0.7 | 35 | 74 | 35 | 74 | 35 | 74 | 66 | 22 | 47 | 39 | No
HRVs | Venmar Ventilation ULC | vanEE | 50H | 200 | 0.8 | 33 | 70 | 33 | 70 | 33 | 70 | 66 | 22 | 47 | 39 | No
HRVs | Venmar Ventilation ULC | vanEE | 50H | 225 | 0.9 | 30 | 64 | 30 | 64 | 31 | 66 | 66 | 22 | 47 | 39 | No
HRVs | Venmar Ventilation ULC | vanEE | G3000H ECM | 25 | 0.1 | 131 | 278 | 132 | 280 | 136 | 288 | 75 | 30 | 64 | 18 | Yes
HRVs | Venmar Ventilation ULC | vanEE | G3000H ECM | 50 | 0.2 | 128 | 271 | 129 | 273 | 130 | 275 | 75 | 30 | 64 | 18 | Yes
HRVs | Venmar Ventilation ULC | vanEE | G3000H ECM | 75 | 0.3 | 124 | 263 | 125 | 265 | 124 | 263 | 75 | 30 | 64 | 18 | Yes
HRVs | Venmar Ventilation ULC | vanEE | G3000H ECM | 100 | 0.4 | 119 | 252 | 120 | 254 | 119 | 252 | 75 | 30 | 64 | 18 | Yes
HRVs | Venmar Ventilation ULC | vanEE | G3000H ECM | 125 | 0.5 | 114 | 242 | 115 | 244 | 114 | 242 | 75 | 30 | 64 | 18 | Yes
HRVs | Venmar Ventilation ULC | vanEE | G3000H ECM | 150 | 0.6 | 109 | 231 | 110 | 233 | 109 | 231 | 75 | 30 | 64 | 18 | Yes
HRVs | Venmar Ventilation ULC | vanEE | G3000H ECM | 175 | 0.7 | 104 | 220 | 104 | 220 | 104 | 220 | 75 | 30 | 64 | 18 | Yes
HRVs | Venmar Ventilation ULC | vanEE | G3000H ECM | 200 | 0.8 | 98 | 208 | 99 | 210 | 99 | 210 | 75 | 30 | 64 | 18 | Yes
HRVs | Venmar Ventilation ULC | vanEE | G3000H ECM | 225 | 0.9 | 93 | 197 | 94 | 199 | 93 | 197 | 75 | 30 | 64 | 18 | Yes
HRVs | Venmar Ventilation ULC | vanEE | G3000H ECM | 250 | 1.0 | 88 | 186 | 89 | 189 | 88 | 186 | 75 | 30 | 64 | 18 | Yes
HRVs | Venmar Ventilation ULC | vanEE | G3000H ECM | 275 | 1.1 | 83 | 176 | 84 | 178 | 82 | 174 | 75 | 30 | 64 | 18 | Yes
HRVs | Venmar Ventilation ULC | vanEE | V160H75RT | 25 | 0.1 | 77 | 163 | 78 | 165 | 78 | 165 | 75 | 30 | 64 | 36 | Yes
HRVs | Venmar Ventilation ULC | vanEE | V160H75RT | 50 | 0.2 | 75 | 159 | 76 | 161 | 76 | 161 | 75 | 30 | 64 | 36 | Yes
HRVs | Venmar Ventilation ULC | vanEE | V160H75RT | 75 | 0.3 | 73 | 155 | 74 | 157 | 74 | 157 | 75 | 30 | 64 | 36 | Yes
HRVs | Venmar Ventilation ULC | vanEE | V160H75RT | 100 | 0.4 | 71 | 150 | 72 | 153 | 72 | 153 | 75 | 30 | 64 | 36 | Yes
HRVs | Venmar Ventilation ULC | vanEE | V160H75RT | 125 | 0.5 | 68 | 144 | 69 | 146 | 69 | 146 | 75 | 30 | 64 | 36 | Yes
HRVs | Venmar Ventilation ULC | vanEE | V160H75RT | 150 | 0.6 | 66 | 140 | 67 | 142 | 67 | 142 | 75 | 30 | 64 | 36 | Yes
HRVs | Venmar Ventilation ULC | vanEE | V160H75RT | 175 | 0.7 | 63 | 133 | 64 | 136 | 64 | 136 | 75 | 30 | 64 | 36 | Yes
HRVs | Venmar Ventilation ULC | vanEE | V160H75RT | 200 | 0.8 | 60 | 127 | 61 | 129 | 61 | 129 | 75 | 30 | 64 | 36 | Yes
HRVs | Venmar Ventilation ULC | vanEE | V160H75RT | 225 | 0.9 | 57 | 121 | 58 | 123 | 58 | 123 | 75 | 30 | 64 | 36 | Yes
HRVs | Venmar Ventilation ULC | vanEE | V160H75RT | 250 | 1.0 | 54 | 114 | 55 | 117 | 55 | 117 | 75 | 30 | 64 | 36 | Yes
HRVs | Venmar Ventilation ULC | vanEE | V160H75RS | 25 | 0.1 | 77 | 163 | 78 | 165 | 78 | 165 | 75 | 30 | 64 | 36 | Yes
HRVs | Venmar Ventilation ULC | vanEE | V160H75RS | 50 | 0.2 | 75 | 159 | 76 | 161 | 76 | 161 | 75 | 30 | 64 | 36 | Yes
HRVs | Venmar Ventilation ULC | vanEE | V160H75RS | 75 | 0.3 | 73 | 155 | 74 | 157 | 74 | 157 | 75 | 30 | 64 | 36 | Yes
HRVs | Venmar Ventilation ULC | vanEE | V160H75RS | 100 | 0.4 | 71 | 150 | 72 | 153 | 72 | 153 | 75 | 30 | 64 | 36 | Yes
HRVs | Venmar Ventilation ULC | vanEE | V160H75RS | 125 | 0.5 | 68 | 144 | 69 | 146 | 69 | 146 | 75 | 30 | 64 | 36 | Yes
HRVs | Venmar Ventilation ULC | vanEE | V160H75RS | 150 | 0.6 | 66 | 140 | 67 | 142 | 67 | 142 | 75 | 30 | 64 | 36 | Yes
HRVs | Venmar Ventilation ULC | vanEE | V160H75RS | 175 | 0.7 | 63 | 133 | 64 | 136 | 64 | 136 | 75 | 30 | 64 | 36 | Yes
HRVs | Venmar Ventilation ULC | vanEE | V160H75RS | 200 | 0.8 | 60 | 127 | 61 | 129 | 61 | 129 | 75 | 30 | 64 | 36 | Yes
HRVs | Venmar Ventilation ULC | vanEE | V160H75RS | 225 | 0.9 | 57 | 121 | 58 | 123 | 58 | 123 | 75 | 30 | 64 | 36 | Yes
HRVs | Venmar Ventilation ULC | vanEE | V160H75RS | 250 | 1.0 | 54 | 114 | 55 | 117 | 55 | 117 | 75 | 30 | 64 | 36 | Yes
HRVs | Venmar Ventilation ULC | vanEE | V230H75RT | 25 | 0.1 | 110 | 233 | 111 | 235 | 111 | 235 | 78 | 31 | 66 | 25 | Yes
HRVs | Venmar Ventilation ULC | vanEE | V230H75RT | 50 | 0.2 | 109 | 231 | 110 | 233 | 110 | 233 | 78 | 31 | 66 | 25 | Yes
HRVs | Venmar Ventilation ULC | vanEE | V230H75RT | 75 | 0.3 | 107 | 227 | 108 | 229 | 108 | 229 | 78 | 31 | 66 | 25 | Yes
HRVs | Venmar Ventilation ULC | vanEE | V230H75RT | 100 | 0.4 | 106 | 225 | 107 | 227 | 107 | 227 | 78 | 31 | 66 | 25 | Yes
HRVs | Venmar Ventilation ULC | vanEE | V230H75RT | 125 | 0.5 | 104 | 220 | 105 | 222 | 105 | 222 | 78 | 31 | 66 | 25 | Yes
HRVs | Venmar Ventilation ULC | vanEE | V230H75RT | 150 | 0.6 | 103 | 218 | 104 | 220 | 104 | 220 | 78 | 31 | 66 | 25 | Yes
HRVs | Venmar Ventilation ULC | vanEE | V230H75RT | 175 | 0.7 | 102 | 216 | 102 | 216 | 102 | 216 | 78 | 31 | 66 | 25 | Yes
HRVs | Venmar Ventilation ULC | vanEE | V230H75RT | 200 | 0.8 | 100 | 212 | 101 | 214 | 101 | 214 | 78 | 31 | 66 | 25 | Yes
HRVs | Venmar Ventilation ULC | vanEE | V230H75RT | 225 | 0.9 | 99 | 210 | 99 | 210 | 99 | 210 | 78 | 31 | 66 | 25 | Yes
HRVs | Venmar Ventilation ULC | vanEE | V230H75RT | 250 | 1.0 | 97 | 206 | 98 | 208 | 98 | 208 | 78 | 31 | 66 | 25 | Yes
HRVs | Venmar Ventilation ULC | vanEE | V230H75RT | 275 | 1.1 | 94 | 199 | 95 | 201 | 95 | 201 | 78 | 31 | 66 | 25 | Yes
HRVs | Venmar Ventilation ULC | vanEE | V230H75RT | 300 | 1.2 | 93 | 197 | 94 | 199 | 94 | 199 | 78 | 31 | 66 | 25 | Yes
HRVs | Venmar Ventilation ULC | vanEE | G2400H ECM | 25 | 0.1 | 119 | 252 | 120 | 254 | 121 | 256 | 81 | 30 | 64 | 19 | Yes
HRVs | Venmar Ventilation ULC | vanEE | G2400H ECM | 50 | 0.2 | 116 | 246 | 116 | 246 | 117 | 248 | 81 | 30 | 64 | 19 | Yes
HRVs | Venmar Ventilation ULC | vanEE | G2400H ECM | 75 | 0.3 | 111 | 235 | 112 | 237 | 113 | 239 | 81 | 30 | 64 | 19 | Yes
HRVs | Venmar Ventilation ULC | vanEE | G2400H ECM | 100 | 0.4 | 107 | 227 | 107 | 227 | 108 | 229 | 81 | 30 | 64 | 19 | Yes
HRVs | Venmar Ventilation ULC | vanEE | G2400H ECM | 125 | 0.5 | 102 | 216 | 103 | 218 | 103 | 218 | 81 | 30 | 64 | 19 | Yes
HRVs | Venmar Ventilation ULC | vanEE | G2400H ECM | 150 | 0.6 | 97 | 206 | 98 | 208 | 98 | 208 | 81 | 30 | 64 | 19 | Yes
HRVs | Venmar Ventilation ULC | vanEE | G2400H ECM | 175 | 0.7 | 93 | 197 | 93 | 197 | 93 | 197 | 81 | 30 | 64 | 19 | Yes
HRVs | Venmar Ventilation ULC | vanEE | G2400H ECM | 200 | 0.8 | 88 | 186 | 88 | 186 | 88 | 186 | 81 | 30 | 64 | 19 | Yes
HRVs | Venmar Ventilation ULC | vanEE | G2400H ECM | 225 | 0.9 | 83 | 176 | 84 | 178 | 84 | 178 | 81 | 30 | 64 | 19 | Yes
HRVs | Venmar Ventilation ULC | vanEE | G2400H ECM | 250 | 1.0 | 79 | 167 | 79 | 167 | 79 | 167 | 81 | 30 | 64 | 19 | Yes
HRVs | Venmar Ventilation ULC | vanEE | G2400H ECM | 275 | 1.1 | 74 | 157 | 74 | 157 | 74 | 157 | 81 | 30 | 64 | 19 | Yes
HRVs | Venmar Ventilation ULC | vanEE | V150H75NS | 25 | 0.1 | 73 | 155 | 74 | 157 | 74 | 157 | 75 | 30 | 64 | 28 | Yes
HRVs | Venmar Ventilation ULC | vanEE | V150H75NS | 50 | 0.2 | 71 | 150 | 72 | 153 | 72 | 153 | 75 | 30 | 64 | 28 | Yes
HRVs | Venmar Ventilation ULC | vanEE | V150H75NS | 75 | 0.3 | 68 | 144 | 69 | 146 | 69 | 146 | 75 | 30 | 64 | 28 | Yes
HRVs | Venmar Ventilation ULC | vanEE | V150H75NS | 100 | 0.4 | 66 | 140 | 67 | 142 | 67 | 142 | 75 | 30 | 64 | 28 | Yes
HRVs | Venmar Ventilation ULC | vanEE | V150H75NS | 125 | 0.5 | 64 | 136 | 65 | 138 | 65 | 138 | 75 | 30 | 64 | 28 | Yes
HRVs | Venmar Ventilation ULC | vanEE | V150H75NS | 150 | 0.6 | 62 | 131 | 63 | 133 | 63 | 133 | 75 | 30 | 64 | 28 | Yes
HRVs | Venmar Ventilation ULC | vanEE | V150H75NS | 175 | 0.7 | 60 | 127 | 61 | 129 | 61 | 129 | 75 | 30 | 64 | 28 | Yes
HRVs | Venmar Ventilation ULC | vanEE | V150H75NS | 200 | 0.8 | 57 | 121 | 58 | 123 | 58 | 123 | 75 | 30 | 64 | 28 | Yes
HRVs | Venmar Ventilation ULC | vanEE | V150H75NS | 225 | 0.9 | 54 | 114 | 55 | 117 | 55 | 117 | 75 | 30 | 64 | 28 | Yes
HRVs | Venmar Ventilation ULC | vanEE | V150H75NS | 250 | 1.0 | 51 | 108 | 52 | 110 | 52 | 110 | 75 | 30 | 64 | 28 | Yes
HRVs | Venmar Ventilation ULC | vanEE | V160H65RT | 25 | 0.1 | 78 | 165 | 80 | 170 | 80 | 170 | 68 | 30 | 64 | 26 | Yes
HRVs | Venmar Ventilation ULC | vanEE | V160H65RT | 50 | 0.2 | 75 | 159 | 77 | 163 | 77 | 163 | 68 | 30 | 64 | 26 | Yes
HRVs | Venmar Ventilation ULC | vanEE | V160H65RT | 75 | 0.3 | 73 | 155 | 75 | 159 | 75 | 159 | 68 | 30 | 64 | 26 | Yes
HRVs | Venmar Ventilation ULC | vanEE | V160H65RT | 100 | 0.4 | 71 | 150 | 73 | 155 | 73 | 155 | 68 | 30 | 64 | 26 | Yes
HRVs | Venmar Ventilation ULC | vanEE | V160H65RT | 125 | 0.5 | 68 | 144 | 70 | 148 | 70 | 148 | 68 | 30 | 64 | 26 | Yes
HRVs | Venmar Ventilation ULC | vanEE | V160H65RT | 150 | 0.6 | 66 | 140 | 68 | 144 | 68 | 144 | 68 | 30 | 64 | 26 | Yes
HRVs | Venmar Ventilation ULC | vanEE | V160H65RT | 175 | 0.7 | 63 | 133 | 65 | 138 | 65 | 138 | 68 | 30 | 64 | 26 | Yes
HRVs | Venmar Ventilation ULC | vanEE | V160H65RT | 200 | 0.8 | 61 | 129 | 63 | 133 | 63 | 133 | 68 | 30 | 64 | 26 | Yes
HRVs | Venmar Ventilation ULC | vanEE | V160H65RT | 225 | 0.9 | 58 | 123 | 60 | 127 | 60 | 127 | 68 | 30 | 64 | 26 | Yes
HRVs | Venmar Ventilation ULC | vanEE | V160H65RT | 250 | 1.0 | 55 | 117 | 57 | 121 | 57 | 121 | 68 | 30 | 64 | 26 | Yes
HRVs | Venmar Ventilation ULC | vanEE | V160H65RS | 25 | 0.1 | 78 | 165 | 80 | 170 | 80 | 170 | 68 | 30 | 64 | 26 | Yes
HRVs | Venmar Ventilation ULC | vanEE | V160H65RS | 50 | 0.2 | 75 | 159 | 77 | 163 | 77 | 163 | 68 | 30 | 64 | 26 | Yes
HRVs | Venmar Ventilation ULC | vanEE | V160H65RS | 75 | 0.3 | 73 | 155 | 75 | 159 | 75 | 159 | 68 | 30 | 64 | 26 | Yes
HRVs | Venmar Ventilation ULC | vanEE | V160H65RS | 100 | 0.4 | 71 | 150 | 73 | 155 | 73 | 155 | 68 | 30 | 64 | 26 | Yes
HRVs | Venmar Ventilation ULC | vanEE | V160H65RS | 125 | 0.5 | 68 | 144 | 70 | 148 | 70 | 148 | 68 | 30 | 64 | 26 | Yes
HRVs | Venmar Ventilation ULC | vanEE | V160H65RS | 150 | 0.6 | 66 | 140 | 68 | 144 | 68 | 144 | 68 | 30 | 64 | 26 | Yes
HRVs | Venmar Ventilation ULC | vanEE | V160H65RS | 175 | 0.7 | 63 | 133 | 65 | 138 | 65 | 138 | 68 | 30 | 64 | 26 | Yes
HRVs | Venmar Ventilation ULC | vanEE | V160H65RS | 200 | 0.8 | 61 | 129 | 63 | 133 | 63 | 133 | 68 | 30 | 64 | 26 | Yes
HRVs | Venmar Ventilation ULC | vanEE | V160H65RS | 225 | 0.9 | 58 | 123 | 60 | 127 | 60 | 127 | 68 | 30 | 64 | 26 | Yes
HRVs | Venmar Ventilation ULC | vanEE | V160H65RS | 250 | 1.0 | 55 | 117 | 57 | 121 | 57 | 121 | 68 | 30 | 64 | 26 | Yes
HRVs | Venmar Ventilation ULC | vanEE | V150H75NT | 25 | 0.1 | 73 | 155 | 74 | 157 | 74 | 157 | 75 | 30 | 64 | 28 | Yes
HRVs | Venmar Ventilation ULC | vanEE | V150H75NT | 50 | 0.2 | 71 | 150 | 72 | 153 | 72 | 153 | 75 | 30 | 64 | 28 | Yes
HRVs | Venmar Ventilation ULC | vanEE | V150H75NT | 75 | 0.3 | 68 | 144 | 69 | 146 | 69 | 146 | 75 | 30 | 64 | 28 | Yes
HRVs | Venmar Ventilation ULC | vanEE | V150H75NT | 100 | 0.4 | 66 | 140 | 67 | 142 | 67 | 142 | 75 | 30 | 64 | 28 | Yes
HRVs | Venmar Ventilation ULC | vanEE | V150H75NT | 125 | 0.5 | 64 | 136 | 65 | 138 | 65 | 138 | 75 | 30 | 64 | 28 | Yes
HRVs | Venmar Ventilation ULC | vanEE | V150H75NT | 150 | 0.6 | 62 | 131 | 63 | 133 | 63 | 133 | 75 | 30 | 64 | 28 | Yes
HRVs | Venmar Ventilation ULC | vanEE | V150H75NT | 175 | 0.7 | 60 | 127 | 61 | 129 | 61 | 129 | 75 | 30 | 64 | 28 | Yes
HRVs | Venmar Ventilation ULC | vanEE | V150H75NT | 200 | 0.8 | 57 | 121 | 58 | 123 | 58 | 123 | 75 | 30 | 64 | 28 | Yes
HRVs | Venmar Ventilation ULC | vanEE | V150H75NT | 225 | 0.9 | 54 | 114 | 55 | 117 | 55 | 117 | 75 | 30 | 64 | 28 | Yes
HRVs | Venmar Ventilation ULC | vanEE | V150H75NT | 250 | 1.0 | 51 | 108 | 52 | 110 | 52 | 110 | 75 | 30 | 64 | 28 | Yes
ERVs | Venmar Ventilation ULC | vanEE | 70EN+ | 25 | 0.1 | 58 | 123 | 59 | 125 | 54 | 114 | 67 | 23 | 49 | 40 | No
ERVs | Venmar Ventilation ULC | vanEE | 70EN+ | 50 | 0.2 | 54 | 114 | 56 | 119 | 51 | 108 | 67 | 23 | 49 | 40 | No
ERVs | Venmar Ventilation ULC | vanEE | 70EN+ | 75 | 0.3 | 51 | 108 | 52 | 110 | 49 | 104 | 67 | 23 | 49 | 40 | No
ERVs | Venmar Ventilation ULC | vanEE | 70EN+ | 100 | 0.4 | 48 | 102 | 49 | 104 | 46 | 97 | 67 | 23 | 49 | 40 | No
ERVs | Venmar Ventilation ULC | vanEE | 70EN+ | 125 | 0.5 | 45 | 95 | 47 | 100 | 44 | 93 | 67 | 23 | 49 | 40 | No
ERVs | Venmar Ventilation ULC | vanEE | 70EN+ | 150 | 0.6 | 43 | 91 | 44 | 93 | 42 | 89 | 67 | 23 | 49 | 40 | No
ERVs | Venmar Ventilation ULC | vanEE | 70EN+ | 175 | 0.7 | 41 | 87 | 42 | 89 | 40 | 85 | 67 | 23 | 49 | 40 | No
ERVs | Venmar Ventilation ULC | vanEE | 70EN+ | 200 | 0.8 | 38 | 81 | 39 | 83 | 37 | 78 | 67 | 23 | 49 | 40 | No
ERVs | Venmar Ventilation ULC | vanEE | 70EN+ | 225 | 0.9 | 35 | 74 | 36 | 76 | 35 | 74 | 67 | 23 | 49 | 40 | No
ERVs | Venmar Ventilation ULC | vanEE | 70EN+ | 250 | 1.0 | 32 | 68 | 33 | 70 | 33 | 70 | 67 | 23 | 49 | 40 | No
ERVs | Venmar Ventilation ULC | vanEE | 70E ECM | 25 | 0.1 | 54 | 114 | 55 | 117 | 55 | 117 | 70 | 23 | 49 | 21 | No
ERVs | Venmar Ventilation ULC | vanEE | 70E ECM | 50 | 0.2 | 52 | 110 | 53 | 112 | 54 | 114 | 70 | 23 | 49 | 21 | No
ERVs | Venmar Ventilation ULC | vanEE | 70E ECM | 75 | 0.3 | 51 | 108 | 52 | 110 | 53 | 112 | 70 | 23 | 49 | 21 | No
ERVs | Venmar Ventilation ULC | vanEE | 70E ECM | 100 | 0.4 | 50 | 106 | 51 | 108 | 51 | 108 | 70 | 23 | 49 | 21 | No
ERVs | Venmar Ventilation ULC | vanEE | 70E ECM | 125 | 0.5 | 48 | 102 | 49 | 104 | 50 | 106 | 70 | 23 | 49 | 21 | No
ERVs | Venmar Ventilation ULC | vanEE | 70E ECM | 150 | 0.6 | 46 | 97 | 48 | 102 | 47 | 100 | 70 | 23 | 49 | 21 | No
ERVs | Venmar Ventilation ULC | vanEE | 70E ECM | 175 | 0.7 | 44 | 93 | 45 | 95 | 45 | 95 | 70 | 23 | 49 | 21 | No
ERVs | Venmar Ventilation ULC | vanEE | 70E ECM | 200 | 0.8 | 42 | 89 | 43 | 91 | 43 | 91 | 70 | 23 | 49 | 21 | No
ERVs | Venmar Ventilation ULC | vanEE | 70E ECM | 225 | 0.9 | 40 | 85 | 41 | 87 | 41 | 87 | 70 | 23 | 49 | 21 | No
ERVs | Venmar Ventilation ULC | vanEE | 70E ECM | 250 | 1.0 | 38 | 81 | 39 | 83 | 39 | 83 | 70 | 23 | 49 | 21 | No
ERVs | Venmar Ventilation ULC | vanEE | 70E ECM | 275 | 1.1 | 35 | 74 | 36 | 76 | 36 | 76 | 70 | 23 | 49 | 21 | No
HRVs | Venmar Ventilation ULC | vanEE | V180H75RT | 25 | 0.1 | 96 | 203 | 97 | 206 | 97 | 206 | 78 | 30 | 64 | 22 | Yes
HRVs | Venmar Ventilation ULC | vanEE | V180H75RT | 50 | 0.2 | 94 | 199 | 95 | 201 | 95 | 201 | 78 | 30 | 64 | 22 | Yes
HRVs | Venmar Ventilation ULC | vanEE | V180H75RT | 75 | 0.3 | 92 | 195 | 93 | 197 | 93 | 197 | 78 | 30 | 64 | 22 | Yes
HRVs | Venmar Ventilation ULC | vanEE | V180H75RT | 100 | 0.4 | 91 | 193 | 92 | 195 | 92 | 195 | 78 | 30 | 64 | 22 | Yes
HRVs | Venmar Ventilation ULC | vanEE | V180H75RT | 125 | 0.5 | 89 | 189 | 90 | 191 | 90 | 191 | 78 | 30 | 64 | 22 | Yes
HRVs | Venmar Ventilation ULC | vanEE | V180H75RT | 150 | 0.6 | 87 | 184 | 88 | 186 | 88 | 186 | 78 | 30 | 64 | 22 | Yes
HRVs | Venmar Ventilation ULC | vanEE | V180H75RT | 175 | 0.7 | 85 | 180 | 86 | 182 | 86 | 182 | 78 | 30 | 64 | 22 | Yes
HRVs | Venmar Ventilation ULC | vanEE | V180H75RT | 200 | 0.8 | 83 | 176 | 85 | 180 | 85 | 180 | 78 | 30 | 64 | 22 | Yes
HRVs | Venmar Ventilation ULC | vanEE | V180H75RT | 225 | 0.9 | 82 | 174 | 83 | 176 | 83 | 176 | 78 | 30 | 64 | 22 | Yes
HRVs | Venmar Ventilation ULC | vanEE | V180H75RT | 250 | 1.0 | 80 | 170 | 81 | 172 | 81 | 172 | 78 | 30 | 64 | 22 | Yes
HRVs | Venmar Ventilation ULC | vanEE | V180H75RT | 275 | 1.1 | 78 | 165 | 79 | 167 | 79 | 167 | 78 | 30 | 64 | 22 | Yes
HRVs | Venmar Ventilation ULC | vanEE | V180H75RT | 300 | 1.2 | 77 | 163 | 78 | 165 | 78 | 165 | 78 | 30 | 64 | 22 | Yes
HRVs | Venmar Ventilation ULC | vanEE | V110H65RT | 25 | 0.1 | 56 | 119 | 58 | 123 | 58 | 123 | 68 | 30 | 64 | 26 | Yes
HRVs | Venmar Ventilation ULC | vanEE | V110H65RT | 50 | 0.2 | 53 | 112 | 55 | 117 | 55 | 117 | 68 | 30 | 64 | 26 | Yes
HRVs | Venmar Ventilation ULC | vanEE | V110H65RT | 75 | 0.3 | 49 | 104 | 50 | 106 | 50 | 106 | 68 | 30 | 64 | 26 | Yes
HRVs | Venmar Ventilation ULC | vanEE | V110H65RT | 100 | 0.4 | 47 | 100 | 48 | 102 | 48 | 102 | 68 | 30 | 64 | 26 | Yes
HRVs | Venmar Ventilation ULC | vanEE | V110H65RT | 125 | 0.5 | 44 | 93 | 45 | 95 | 45 | 95 | 68 | 30 | 64 | 26 | Yes
HRVs | Venmar Ventilation ULC | vanEE | V110H65RT | 150 | 0.6 | 39 | 83 | 40 | 85 | 40 | 85 | 68 | 30 | 64 | 26 | Yes
HRVs | Venmar Ventilation ULC | vanEE | V110H65RT | 175 | 0.7 | 33 | 70 | 34 | 72 | 34 | 72 | 68 | 30 | 64 | 26 | Yes
HRVs | Venmar Ventilation ULC | vanEE | V130H65RT | 25 | 0.1 | 64 | 136 | 66 | 140 | 66 | 140 | 68 | 30 | 64 | 26 | Yes
HRVs | Venmar Ventilation ULC | vanEE | V130H65RT | 50 | 0.2 | 62 | 131 | 64 | 136 | 64 | 136 | 68 | 30 | 64 | 26 | Yes
HRVs | Venmar Ventilation ULC | vanEE | V130H65RT | 75 | 0.3 | 59 | 125 | 61 | 129 | 61 | 129 | 68 | 30 | 64 | 26 | Yes
HRVs | Venmar Ventilation ULC | vanEE | V130H65RT | 100 | 0.4 | 56 | 119 | 58 | 123 | 58 | 123 | 68 | 30 | 64 | 26 | Yes
HRVs | Venmar Ventilation ULC | vanEE | V130H65RT | 125 | 0.5 | 53 | 112 | 55 | 117 | 55 | 117 | 68 | 30 | 64 | 26 | Yes
HRVs | Venmar Ventilation ULC | vanEE | V130H65RT | 150 | 0.6 | 49 | 104 | 50 | 106 | 50 | 106 | 68 | 30 | 64 | 26 | Yes
HRVs | Venmar Ventilation ULC | vanEE | V130H65RT | 175 | 0.7 | 45 | 95 | 46 | 97 | 46 | 97 | 68 | 30 | 64 | 26 | Yes
HRVs | Venmar Ventilation ULC | vanEE | V130H65RT | 200 | 0.8 | 40 | 85 | 41 | 87 | 41 | 87 | 68 | 30 | 64 | 26 | Yes
HRVs | Venmar Ventilation ULC | vanEE | V130H65RT | 225 | 0.9 | 36 | 76 | 37 | 78 | 37 | 78 | 68 | 30 | 64 | 26 | Yes
HRVs | Venmar Ventilation ULC | vanEE | V130H65RS | 25 | 0.1 | 64 | 136 | 66 | 140 | 66 | 140 | 68 | 30 | 64 | 26 | Yes
HRVs | Venmar Ventilation ULC | vanEE | V130H65RS | 50 | 0.2 | 62 | 131 | 64 | 136 | 64 | 136 | 68 | 30 | 64 | 26 | Yes
HRVs | Venmar Ventilation ULC | vanEE | V130H65RS | 75 | 0.3 | 59 | 125 | 61 | 129 | 61 | 129 | 68 | 30 | 64 | 26 | Yes
HRVs | Venmar Ventilation ULC | vanEE | V130H65RS | 100 | 0.4 | 56 | 119 | 58 | 123 | 58 | 123 | 68 | 30 | 64 | 26 | Yes
HRVs | Venmar Ventilation ULC | vanEE | V130H65RS | 125 | 0.5 | 53 | 112 | 55 | 117 | 55 | 117 | 68 | 30 | 64 | 26 | Yes
HRVs | Venmar Ventilation ULC | vanEE | V130H65RS | 150 | 0.6 | 49 | 104 | 50 | 106 | 50 | 106 | 68 | 30 | 64 | 26 | Yes
HRVs | Venmar Ventilation ULC | vanEE | V130H65RS | 175 | 0.7 | 45 | 95 | 46 | 97 | 46 | 97 | 68 | 30 | 64 | 26 | Yes
HRVs | Venmar Ventilation ULC | vanEE | V130H65RS | 200 | 0.8 | 40 | 85 | 41 | 87 | 41 | 87 | 68 | 30 | 64 | 26 | Yes
HRVs | Venmar Ventilation ULC | vanEE | V130H65RS | 225 | 0.9 | 36 | 76 | 37 | 78 | 37 | 78 | 68 | 30 | 64 | 26 | Yes
HRVs | Venmar Ventilation ULC | vanEE | V230H75RS | 25 | 0.1 | 110 | 233 | 111 | 235 | 111 | 235 | 78 | 31 | 66 | 25 | Yes
HRVs | Venmar Ventilation ULC | vanEE | V230H75RS | 50 | 0.2 | 109 | 231 | 110 | 233 | 110 | 233 | 78 | 31 | 66 | 25 | Yes
HRVs | Venmar Ventilation ULC | vanEE | V230H75RS | 75 | 0.3 | 107 | 227 | 108 | 229 | 108 | 229 | 78 | 31 | 66 | 25 | Yes
HRVs | Venmar Ventilation ULC | vanEE | V230H75RS | 100 | 0.4 | 106 | 225 | 107 | 227 | 107 | 227 | 78 | 31 | 66 | 25 | Yes
HRVs | Venmar Ventilation ULC | vanEE | V230H75RS | 125 | 0.5 | 104 | 220 | 105 | 222 | 105 | 222 | 78 | 31 | 66 | 25 | Yes
HRVs | Venmar Ventilation ULC | vanEE | V230H75RS | 150 | 0.6 | 103 | 218 | 104 | 220 | 104 | 220 | 78 | 31 | 66 | 25 | Yes
HRVs | Venmar Ventilation ULC | vanEE | V230H75RS | 175 | 0.7 | 102 | 216 | 102 | 216 | 102 | 216 | 78 | 31 | 66 | 25 | Yes
HRVs | Venmar Ventilation ULC | vanEE | V230H75RS | 200 | 0.8 | 100 | 212 | 101 | 214 | 101 | 214 | 78 | 31 | 66 | 25 | Yes
HRVs | Venmar Ventilation ULC | vanEE | V230H75RS | 225 | 0.9 | 99 | 210 | 99 | 210 | 99 | 210 | 78 | 31 | 66 | 25 | Yes
HRVs | Venmar Ventilation ULC | vanEE | V230H75RS | 250 | 1.0 | 97 | 206 | 98 | 208 | 98 | 208 | 78 | 31 | 66 | 25 | Yes
HRVs | Venmar Ventilation ULC | vanEE | V230H75RS | 275 | 1.1 | 94 | 199 | 95 | 201 | 95 | 201 | 78 | 31 | 66 | 25 | Yes
HRVs | Venmar Ventilation ULC | vanEE | V230H75RS | 300 | 1.2 | 93 | 197 | 94 | 199 | 94 | 199 | 78 | 31 | 66 | 25 | Yes
ERVs | Venmar Ventilation ULC | vanEE | G2400E ECM | 25 | 0.1 | 110 | 233 | 111 | 235 | 113 | 239 | 83 | 30 | 64 | 21 | Yes
ERVs | Venmar Ventilation ULC | vanEE | G2400E ECM | 50 | 0.2 | 107 | 227 | 108 | 229 | 108 | 229 | 83 | 30 | 64 | 21 | Yes
ERVs | Venmar Ventilation ULC | vanEE | G2400E ECM | 75 | 0.3 | 103 | 218 | 105 | 222 | 105 | 222 | 83 | 30 | 64 | 21 | Yes
ERVs | Venmar Ventilation ULC | vanEE | G2400E ECM | 100 | 0.4 | 99 | 210 | 101 | 214 | 101 | 214 | 83 | 30 | 64 | 21 | Yes
ERVs | Venmar Ventilation ULC | vanEE | G2400E ECM | 125 | 0.5 | 96 | 203 | 97 | 206 | 97 | 206 | 83 | 30 | 64 | 21 | Yes
ERVs | Venmar Ventilation ULC | vanEE | G2400E ECM | 150 | 0.6 | 92 | 195 | 93 | 197 | 93 | 197 | 83 | 30 | 64 | 21 | Yes
ERVs | Venmar Ventilation ULC | vanEE | G2400E ECM | 175 | 0.7 | 87 | 184 | 89 | 189 | 89 | 189 | 83 | 30 | 64 | 21 | Yes
ERVs | Venmar Ventilation ULC | vanEE | G2400E ECM | 200 | 0.8 | 83 | 176 | 85 | 180 | 85 | 180 | 83 | 30 | 64 | 21 | Yes
ERVs | Venmar Ventilation ULC | vanEE | G2400E ECM | 225 | 0.9 | 79 | 167 | 81 | 172 | 81 | 172 | 83 | 30 | 64 | 21 | Yes
ERVs | Venmar Ventilation ULC | vanEE | G2400E ECM | 250 | 1.0 | 75 | 159 | 76 | 161 | 76 | 161 | 83 | 30 | 64 | 21 | Yes
ERVs | Venmar Ventilation ULC | vanEE | G2400E ECM | 275 | 1.1 | 71 | 150 | 72 | 153 | 72 | 153 | 83 | 30 | 64 | 21 | Yes
ERVs | Venmar Ventilation ULC | vanEE | G3000E ECM | 25 | 0.1 | 125 | 265 | 126 | 267 | 128 | 271 | 75 | 30 | 64 | 18 | Yes
ERVs | Venmar Ventilation ULC | vanEE | G3000E ECM | 50 | 0.2 | 122 | 259 | 124 | 263 | 125 | 265 | 75 | 30 | 64 | 18 | Yes
ERVs | Venmar Ventilation ULC | vanEE | G3000E ECM | 75 | 0.3 | 119 | 252 | 121 | 256 | 121 | 256 | 75 | 30 | 64 | 18 | Yes
ERVs | Venmar Ventilation ULC | vanEE | G3000E ECM | 100 | 0.4 | 115 | 244 | 116 | 246 | 116 | 246 | 75 | 30 | 64 | 18 | Yes
ERVs | Venmar Ventilation ULC | vanEE | G3000E ECM | 125 | 0.5 | 109 | 231 | 111 | 235 | 111 | 235 | 75 | 30 | 64 | 18 | Yes
ERVs | Venmar Ventilation ULC | vanEE | G3000E ECM | 150 | 0.6 | 104 | 220 | 105 | 222 | 105 | 222 | 75 | 30 | 64 | 18 | Yes
ERVs | Venmar Ventilation ULC | vanEE | G3000E ECM | 175 | 0.7 | 98 | 208 | 99 | 210 | 100 | 212 | 75 | 30 | 64 | 18 | Yes
ERVs | Venmar Ventilation ULC | vanEE | G3000E ECM | 200 | 0.8 | 92 | 195 | 93 | 197 | 94 | 199 | 75 | 30 | 64 | 18 | Yes
ERVs | Venmar Ventilation ULC | vanEE | G3000E ECM | 225 | 0.9 | 87 | 184 | 88 | 186 | 88 | 186 | 75 | 30 | 64 | 18 | Yes
ERVs | Venmar Ventilation ULC | vanEE | G3000E ECM | 250 | 1.0 | 82 | 174 | 82 | 174 | 83 | 176 | 75 | 30 | 64 | 18 | Yes
ERVs | Venmar Ventilation ULC | vanEE | G3000E ECM | 275 | 1.1 | 77 | 163 | 78 | 165 | 78 | 165 | 75 | 30 | 64 | 18 | Yes
ERVs | Venmar Ventilation ULC | vanEE | 40E | 25 | 0.1 | 39 | 83 | 40 | 85 | 39 | 83 | 66 | 17 | 36 | 37 | Yes
ERVs | Venmar Ventilation ULC | vanEE | 40E | 50 | 0.2 | 37 | 78 | 38 | 81 | 37 | 78 | 66 | 17 | 36 | 37 | Yes
ERVs | Venmar Ventilation ULC | vanEE | 40E | 75 | 0.3 | 35 | 74 | 36 | 76 | 35 | 74 | 66 | 17 | 36 | 37 | Yes
ERVs | Venmar Ventilation ULC | vanEE | 40E | 100 | 0.4 | 33 | 70 | 34 | 72 | 34 | 72 | 66 | 17 | 36 | 37 | Yes
ERVs | Venmar Ventilation ULC | vanEE | 40E | 125 | 0.5 | 32 | 68 | 33 | 70 | 32 | 68 | 66 | 17 | 36 | 37 | Yes
ERVs | Venmar Ventilation ULC | vanEE | 40E | 150 | 0.6 | 29 | 61 | 30 | 64 | 29 | 61 | 66 | 17 | 36 | 37 | Yes
ERVs | Venmar Ventilation ULC | vanEE | 40E | 175 | 0.7 | 28 | 59 | 28 | 59 | 27 | 57 | 66 | 17 | 36 | 37 | Yes
ERVs | Venmar Ventilation ULC | vanEE | 40E | 200 | 0.8 | 26 | 55 | 26 | 55 | 24 | 51 | 66 | 17 | 36 | 37 | Yes
ERVs | Venmar Ventilation ULC | vanEE | V210E75RT | 0 |  | 102 | 216 | 103 | 218 | 103 | 218 | 81 | 30 | 64 | 28 | Yes
ERVs | Venmar Ventilation ULC | vanEE | V210E75RT | 25 | 0.1 | 101 | 214 | 102 | 216 | 102 | 216 | 81 | 30 | 64 | 28 | Yes
ERVs | Venmar Ventilation ULC | vanEE | V210E75RT | 50 | 0.2 | 99 | 210 | 100 | 212 | 100 | 212 | 81 | 30 | 64 | 28 | Yes
ERVs | Venmar Ventilation ULC | vanEE | V210E75RT | 75 | 0.3 | 98 | 208 | 99 | 210 | 99 | 210 | 81 | 30 | 64 | 28 | Yes
ERVs | Venmar Ventilation ULC | vanEE | V210E75RT | 100 | 0.4 | 97 | 206 | 98 | 208 | 98 | 208 | 81 | 30 | 64 | 28 | Yes
ERVs | Venmar Ventilation ULC | vanEE | V210E75RT | 125 | 0.5 | 95 | 201 | 96 | 203 | 96 | 203 | 81 | 30 | 64 | 28 | Yes
ERVs | Venmar Ventilation ULC | vanEE | V210E75RT | 150 | 0.6 | 94 | 199 | 95 | 201 | 95 | 201 | 81 | 30 | 64 | 28 | Yes
ERVs | Venmar Ventilation ULC | vanEE | V210E75RT | 175 | 0.7 | 92 | 195 | 93 | 197 | 93 | 197 | 81 | 30 | 64 | 28 | Yes
ERVs | Venmar Ventilation ULC | vanEE | V210E75RT | 200 | 0.8 | 90 | 191 | 91 | 193 | 91 | 193 | 81 | 30 | 64 | 28 | Yes
ERVs | Venmar Ventilation ULC | vanEE | V210E75RT | 225 | 0.9 | 89 | 189 | 90 | 191 | 90 | 191 | 81 | 30 | 64 | 28 | Yes
ERVs | Venmar Ventilation ULC | vanEE | V210E75RT | 250 | 1.0 | 87 | 184 | 88 | 186 | 88 | 186 | 81 | 30 | 64 | 28 | Yes
ERVs | Venmar Ventilation ULC | vanEE | V210E75RT | 275 | 1.1 | 85 | 180 | 86 | 182 | 86 | 182 | 81 | 30 | 64 | 28 | Yes
ERVs | Venmar Ventilation ULC | vanEE | V210E75RT | 300 | 1.2 | 83 | 176 | 84 | 178 | 84 | 178 | 81 | 30 | 64 | 28 | Yes
ERVs | Venmar Ventilation ULC | vanEE | V210E75RS | 0 |  | 102 | 216 | 103 | 218 | 103 | 218 | 81 | 30 | 64 | 28 | Yes
ERVs | Venmar Ventilation ULC | vanEE | V210E75RS | 25 | 0.1 | 101 | 214 | 102 | 216 | 102 | 216 | 81 | 30 | 64 | 28 | Yes
ERVs | Venmar Ventilation ULC | vanEE | V210E75RS | 50 | 0.2 | 99 | 210 | 100 | 212 | 100 | 212 | 81 | 30 | 64 | 28 | Yes
ERVs | Venmar Ventilation ULC | vanEE | V210E75RS | 75 | 0.3 | 98 | 208 | 99 | 210 | 99 | 210 | 81 | 30 | 64 | 28 | Yes
ERVs | Venmar Ventilation ULC | vanEE | V210E75RS | 100 | 0.4 | 97 | 206 | 98 | 208 | 98 | 208 | 81 | 30 | 64 | 28 | Yes
ERVs | Venmar Ventilation ULC | vanEE | V210E75RS | 125 | 0.5 | 95 | 201 | 96 | 203 | 96 | 203 | 81 | 30 | 64 | 28 | Yes
ERVs | Venmar Ventilation ULC | vanEE | V210E75RS | 150 | 0.6 | 94 | 199 | 95 | 201 | 95 | 201 | 81 | 30 | 64 | 28 | Yes
ERVs | Venmar Ventilation ULC | vanEE | V210E75RS | 175 | 0.7 | 92 | 195 | 93 | 197 | 93 | 197 | 81 | 30 | 64 | 28 | Yes
ERVs | Venmar Ventilation ULC | vanEE | V210E75RS | 200 | 0.8 | 90 | 191 | 91 | 193 | 91 | 193 | 81 | 30 | 64 | 28 | Yes
ERVs | Venmar Ventilation ULC | vanEE | V210E75RS | 225 | 0.9 | 89 | 189 | 90 | 191 | 90 | 191 | 81 | 30 | 64 | 28 | Yes
ERVs | Venmar Ventilation ULC | vanEE | V210E75RS | 250 | 1.0 | 87 | 184 | 88 | 186 | 88 | 186 | 81 | 30 | 64 | 28 | Yes
ERVs | Venmar Ventilation ULC | vanEE | V210E75RS | 275 | 1.1 | 85 | 180 | 86 | 182 | 86 | 182 | 81 | 30 | 64 | 28 | Yes
ERVs | Venmar Ventilation ULC | vanEE | V210E75RS | 300 | 1.2 | 83 | 176 | 84 | 178 | 84 | 178 | 81 | 30 | 64 | 28 | Yes
ERVs | Venmar Ventilation ULC | vanEE | V180E75RT | 25 | 0.1 | 90 | 191 | 93 | 197 | 93 | 197 | 81 | 31 | 66 | 23 | Yes
ERVs | Venmar Ventilation ULC | vanEE | V180E75RT | 50 | 0.2 | 89 | 189 | 92 | 195 | 92 | 195 | 81 | 31 | 66 | 23 | Yes
ERVs | Venmar Ventilation ULC | vanEE | V180E75RT | 75 | 0.3 | 88 | 186 | 91 | 193 | 91 | 193 | 81 | 31 | 66 | 23 | Yes
ERVs | Venmar Ventilation ULC | vanEE | V180E75RT | 100 | 0.4 | 86 | 182 | 89 | 189 | 89 | 189 | 81 | 31 | 66 | 23 | Yes
ERVs | Venmar Ventilation ULC | vanEE | V180E75RT | 125 | 0.5 | 84 | 178 | 87 | 184 | 87 | 184 | 81 | 31 | 66 | 23 | Yes
ERVs | Venmar Ventilation ULC | vanEE | V180E75RT | 150 | 0.6 | 82 | 174 | 85 | 180 | 85 | 180 | 81 | 31 | 66 | 23 | Yes
ERVs | Venmar Ventilation ULC | vanEE | V180E75RT | 175 | 0.7 | 81 | 172 | 84 | 178 | 84 | 178 | 81 | 31 | 66 | 23 | Yes
ERVs | Venmar Ventilation ULC | vanEE | V180E75RT | 200 | 0.8 | 79 | 167 | 82 | 174 | 82 | 174 | 81 | 31 | 66 | 23 | Yes
ERVs | Venmar Ventilation ULC | vanEE | V180E75RT | 225 | 0.9 | 78 | 165 | 81 | 172 | 81 | 172 | 81 | 31 | 66 | 23 | Yes
ERVs | Venmar Ventilation ULC | vanEE | V180E75RT | 250 | 1.0 | 76 | 161 | 79 | 167 | 79 | 167 | 81 | 31 | 66 | 23 | Yes
ERVs | Venmar Ventilation ULC | vanEE | V180E75RT | 275 | 1.1 | 73 | 155 | 76 | 161 | 76 | 161 | 81 | 31 | 66 | 23 | Yes
ERVs | Venmar Ventilation ULC | vanEE | V180E75RT | 300 | 1.2 | 72 | 153 | 74 | 157 | 74 | 157 | 81 | 31 | 66 | 23 | Yes
ERVs | Venmar Ventilation ULC | vanEE | V130E65RT | 25 | 0.1 | 64 | 136 | 65 | 138 | 65 | 138 | 67 | 31 | 66 | 30 | Yes
ERVs | Venmar Ventilation ULC | vanEE | V130E65RT | 50 | 0.2 | 62 | 131 | 63 | 133 | 63 | 133 | 67 | 31 | 66 | 30 | Yes
ERVs | Venmar Ventilation ULC | vanEE | V130E65RT | 75 | 0.3 | 58 | 123 | 59 | 125 | 59 | 125 | 67 | 31 | 66 | 30 | Yes
ERVs | Venmar Ventilation ULC | vanEE | V130E65RT | 100 | 0.4 | 56 | 119 | 57 | 121 | 57 | 121 | 67 | 31 | 66 | 30 | Yes
ERVs | Venmar Ventilation ULC | vanEE | V130E65RT | 125 | 0.5 | 53 | 112 | 54 | 114 | 54 | 114 | 67 | 31 | 66 | 30 | Yes
ERVs | Venmar Ventilation ULC | vanEE | V130E65RT | 150 | 0.6 | 49 | 104 | 50 | 106 | 50 | 106 | 67 | 31 | 66 | 30 | Yes
ERVs | Venmar Ventilation ULC | vanEE | V130E65RT | 175 | 0.7 | 45 | 95 | 46 | 97 | 46 | 97 | 67 | 31 | 66 | 30 | Yes
ERVs | Venmar Ventilation ULC | vanEE | V130E65RT | 200 | 0.8 | 41 | 87 | 42 | 89 | 42 | 89 | 67 | 31 | 66 | 30 | Yes
ERVs | Venmar Ventilation ULC | vanEE | V130E65RT | 225 | 0.9 | 36 | 76 | 37 | 78 | 37 | 78 | 67 | 31 | 66 | 30 | Yes
ERVs | Venmar Ventilation ULC | vanEE | V130E65RT | 250 | 1.0 | 30 | 64 | 31 | 66 | 31 | 66 | 67 | 31 | 66 | 30 | Yes
ERVs | Venmar Ventilation ULC | vanEE | 70E+ | 25 | 0.1 | 58 | 123 | 59 | 125 | 55 | 117 | 67 | 23 | 49 | 40 | Yes
ERVs | Venmar Ventilation ULC | vanEE | 70E+ | 50 | 0.2 | 55 | 117 | 56 | 119 | 54 | 114 | 67 | 23 | 49 | 40 | Yes
ERVs | Venmar Ventilation ULC | vanEE | 70E+ | 75 | 0.3 | 52 | 110 | 53 | 112 | 52 | 110 | 67 | 23 | 49 | 40 | Yes
ERVs | Venmar Ventilation ULC | vanEE | 70E+ | 100 | 0.4 | 50 | 106 | 51 | 108 | 50 | 106 | 67 | 23 | 49 | 40 | Yes
ERVs | Venmar Ventilation ULC | vanEE | 70E+ | 125 | 0.5 | 49 | 104 | 50 | 106 | 48 | 102 | 67 | 23 | 49 | 40 | Yes
ERVs | Venmar Ventilation ULC | vanEE | 70E+ | 150 | 0.6 | 47 | 100 | 48 | 102 | 46 | 97 | 67 | 23 | 49 | 40 | Yes
ERVs | Venmar Ventilation ULC | vanEE | 70E+ | 175 | 0.7 | 45 | 95 | 46 | 97 | 44 | 93 | 67 | 23 | 49 | 40 | Yes
ERVs | Venmar Ventilation ULC | vanEE | 70E+ | 200 | 0.8 | 43 | 91 | 44 | 93 | 42 | 89 | 67 | 23 | 49 | 40 | Yes
ERVs | Venmar Ventilation ULC | vanEE | 70E+ | 225 | 0.9 | 41 | 87 | 42 | 89 | 40 | 85 | 67 | 23 | 49 | 40 | Yes
ERVs | Venmar Ventilation ULC | vanEE | 70E+ | 250 | 1.0 | 39 | 83 | 40 | 85 | 38 | 81 | 67 | 23 | 49 | 40 | Yes
ERVs | Venmar Ventilation ULC | vanEE | 70E | 25 | 0.1 | 53 | 112 | 55 | 117 | 56 | 119 | 66 | 23 | 49 | 40 | Yes
ERVs | Venmar Ventilation ULC | vanEE | 70E | 50 | 0.2 | 51 | 108 | 53 | 112 | 54 | 114 | 66 | 23 | 49 | 40 | Yes
ERVs | Venmar Ventilation ULC | vanEE | 70E | 75 | 0.3 | 50 | 106 | 51 | 108 | 52 | 110 | 66 | 23 | 49 | 40 | Yes
ERVs | Venmar Ventilation ULC | vanEE | 70E | 100 | 0.4 | 48 | 102 | 49 | 104 | 50 | 106 | 66 | 23 | 49 | 40 | Yes
ERVs | Venmar Ventilation ULC | vanEE | 70E | 125 | 0.5 | 46 | 97 | 47 | 100 | 47 | 100 | 66 | 23 | 49 | 40 | Yes
ERVs | Venmar Ventilation ULC | vanEE | 70E | 150 | 0.6 | 43 | 91 | 45 | 95 | 45 | 95 | 66 | 23 | 49 | 40 | Yes
ERVs | Venmar Ventilation ULC | vanEE | 70E | 175 | 0.7 | 41 | 87 | 43 | 91 | 43 | 91 | 66 | 23 | 49 | 40 | Yes
ERVs | Venmar Ventilation ULC | vanEE | 70E | 200 | 0.8 | 39 | 83 | 41 | 87 | 40 | 85 | 66 | 23 | 49 | 40 | Yes
ERVs | Venmar Ventilation ULC | vanEE | 70E | 225 | 0.9 | 37 | 78 | 38 | 81 | 38 | 81 | 66 | 23 | 49 | 40 | Yes
ERVs | Venmar Ventilation ULC | vanEE | 70E | 250 | 1.0 | 35 | 74 | 36 | 76 | 35 | 74 | 66 | 23 | 49 | 40 | Yes
ERVs | Venmar Ventilation ULC | vanEE | V150E75NT | 25 | 0.1 | 66 | 140 | 67 | 142 | 67 | 142 | 82 | 17 | 36 | 15 | Yes
ERVs | Venmar Ventilation ULC | vanEE | V150E75NT | 50 | 0.2 | 65 | 138 | 66 | 140 | 66 | 140 | 82 | 17 | 36 | 15 | Yes
ERVs | Venmar Ventilation ULC | vanEE | V150E75NT | 75 | 0.3 | 63 | 133 | 64 | 136 | 64 | 136 | 82 | 17 | 36 | 15 | Yes
ERVs | Venmar Ventilation ULC | vanEE | V150E75NT | 100 | 0.4 | 61 | 129 | 62 | 131 | 62 | 131 | 82 | 17 | 36 | 15 | Yes
ERVs | Venmar Ventilation ULC | vanEE | V150E75NT | 125 | 0.5 | 59 | 125 | 60 | 127 | 60 | 127 | 82 | 17 | 36 | 15 | Yes
ERVs | Venmar Ventilation ULC | vanEE | V150E75NT | 150 | 0.6 | 56 | 119 | 57 | 121 | 57 | 121 | 82 | 17 | 36 | 15 | Yes
ERVs | Venmar Ventilation ULC | vanEE | V150E75NT | 175 | 0.7 | 55 | 117 | 55 | 117 | 55 | 117 | 82 | 17 | 36 | 15 | Yes
ERVs | Venmar Ventilation ULC | vanEE | V150E75NT | 200 | 0.8 | 52 | 110 | 52 | 110 | 52 | 110 | 82 | 17 | 36 | 15 | Yes
ERVs | Venmar Ventilation ULC | vanEE | V150E75NT | 225 | 0.9 | 50 | 106 | 50 | 106 | 50 | 106 | 82 | 17 | 36 | 15 | Yes
ERVs | Venmar Ventilation ULC | vanEE | V150E75NT | 250 | 1.0 | 47 | 100 | 47 | 100 | 47 | 100 | 82 | 17 | 36 | 15 | Yes
ERVs | Venmar Ventilation ULC | vanEE | V150E75NT | 275 | 1.1 | 44 | 93 | 44 | 93 | 44 | 93 | 82 | 17 | 36 | 15 | Yes
ERVs | Venmar Ventilation ULC | vanEE | V150E75NT | 300 | 1.2 | 41 | 87 | 41 | 87 | 41 | 87 | 82 | 17 | 36 | 15 | Yes
ERVs | Venmar Ventilation ULC | vanEE | V150E75NS | 25 | 0.1 | 66 | 140 | 67 | 142 | 67 | 142 | 82 | 17 | 36 | 15 | Yes
ERVs | Venmar Ventilation ULC | vanEE | V150E75NS | 50 | 0.2 | 65 | 138 | 66 | 140 | 66 | 140 | 82 | 17 | 36 | 15 | Yes
ERVs | Venmar Ventilation ULC | vanEE | V150E75NS | 75 | 0.3 | 63 | 133 | 64 | 136 | 64 | 136 | 82 | 17 | 36 | 15 | Yes
ERVs | Venmar Ventilation ULC | vanEE | V150E75NS | 100 | 0.4 | 61 | 129 | 62 | 131 | 62 | 131 | 82 | 17 | 36 | 15 | Yes
ERVs | Venmar Ventilation ULC | vanEE | V150E75NS | 125 | 0.5 | 59 | 125 | 60 | 127 | 60 | 127 | 82 | 17 | 36 | 15 | Yes
ERVs | Venmar Ventilation ULC | vanEE | V150E75NS | 150 | 0.6 | 56 | 119 | 57 | 121 | 57 | 121 | 82 | 17 | 36 | 15 | Yes
ERVs | Venmar Ventilation ULC | vanEE | V150E75NS | 175 | 0.7 | 55 | 117 | 55 | 117 | 55 | 117 | 82 | 17 | 36 | 15 | Yes
ERVs | Venmar Ventilation ULC | vanEE | V150E75NS | 200 | 0.8 | 52 | 110 | 52 | 110 | 52 | 110 | 82 | 17 | 36 | 15 | Yes
ERVs | Venmar Ventilation ULC | vanEE | V150E75NS | 225 | 0.9 | 50 | 106 | 50 | 106 | 50 | 106 | 82 | 17 | 36 | 15 | Yes
ERVs | Venmar Ventilation ULC | vanEE | V150E75NS | 250 | 1.0 | 47 | 100 | 47 | 100 | 47 | 100 | 82 | 17 | 36 | 15 | Yes
ERVs | Venmar Ventilation ULC | vanEE | V150E75NS | 275 | 1.1 | 44 | 93 | 44 | 93 | 44 | 93 | 82 | 17 | 36 | 15 | Yes
ERVs | Venmar Ventilation ULC | vanEE | V150E75NS | 300 | 1.2 | 41 | 87 | 41 | 87 | 41 | 87 | 82 | 17 | 36 | 15 | Yes
ERVs | Venmar Ventilation ULC | vanEE | V160E75RT | 25 | 0.1 | 68 | 144 | 70 | 148 | 70 | 148 | 81 | 17 | 36 | 18 | Yes
ERVs | Venmar Ventilation ULC | vanEE | V160E75RT | 50 | 0.2 | 66 | 140 | 68 | 144 | 68 | 144 | 81 | 17 | 36 | 18 | Yes
ERVs | Venmar Ventilation ULC | vanEE | V160E75RT | 75 | 0.3 | 64 | 136 | 66 | 140 | 66 | 140 | 81 | 17 | 36 | 18 | Yes
ERVs | Venmar Ventilation ULC | vanEE | V160E75RT | 100 | 0.4 | 63 | 133 | 65 | 138 | 65 | 138 | 81 | 17 | 36 | 18 | Yes
ERVs | Venmar Ventilation ULC | vanEE | V160E75RT | 125 | 0.5 | 60 | 127 | 62 | 131 | 62 | 131 | 81 | 17 | 36 | 18 | Yes
ERVs | Venmar Ventilation ULC | vanEE | V160E75RT | 150 | 0.6 | 58 | 123 | 60 | 127 | 60 | 127 | 81 | 17 | 36 | 18 | Yes
ERVs | Venmar Ventilation ULC | vanEE | V160E75RT | 175 | 0.7 | 56 | 119 | 57 | 121 | 57 | 121 | 81 | 17 | 36 | 18 | Yes
ERVs | Venmar Ventilation ULC | vanEE | V160E75RT | 200 | 0.8 | 54 | 114 | 55 | 117 | 55 | 117 | 81 | 17 | 36 | 18 | Yes
ERVs | Venmar Ventilation ULC | vanEE | V160E75RT | 225 | 0.9 | 51 | 108 | 52 | 110 | 52 | 110 | 81 | 17 | 36 | 18 | Yes
ERVs | Venmar Ventilation ULC | vanEE | V160E75RT | 250 | 1.0 | 49 | 104 | 50 | 106 | 50 | 106 | 81 | 17 | 36 | 18 | Yes
ERVs | Venmar Ventilation ULC | vanEE | V160E65RT | 25 | 0.1 | 72 | 153 | 73 | 155 | 73 | 155 | 76 | 18 | 38 | 15 | Yes
ERVs | Venmar Ventilation ULC | vanEE | V160E65RT | 50 | 0.2 | 71 | 150 | 72 | 153 | 72 | 153 | 76 | 18 | 38 | 15 | Yes
ERVs | Venmar Ventilation ULC | vanEE | V160E65RT | 75 | 0.3 | 69 | 146 | 70 | 148 | 70 | 148 | 76 | 18 | 38 | 15 | Yes
ERVs | Venmar Ventilation ULC | vanEE | V160E65RT | 100 | 0.4 | 67 | 142 | 68 | 144 | 68 | 144 | 76 | 18 | 38 | 15 | Yes
ERVs | Venmar Ventilation ULC | vanEE | V160E65RT | 125 | 0.5 | 65 | 138 | 66 | 140 | 66 | 140 | 76 | 18 | 38 | 15 | Yes
ERVs | Venmar Ventilation ULC | vanEE | V160E65RT | 150 | 0.6 | 63 | 133 | 64 | 136 | 64 | 136 | 76 | 18 | 38 | 15 | Yes
ERVs | Venmar Ventilation ULC | vanEE | V160E65RT | 175 | 0.7 | 61 | 129 | 62 | 131 | 62 | 131 | 76 | 18 | 38 | 15 | Yes
ERVs | Venmar Ventilation ULC | vanEE | V160E65RT | 200 | 0.8 | 58 | 123 | 59 | 125 | 59 | 125 | 76 | 18 | 38 | 15 | Yes
ERVs | Venmar Ventilation ULC | vanEE | V160E65RT | 225 | 0.9 | 56 | 119 | 57 | 121 | 57 | 121 | 76 | 18 | 38 | 15 | Yes
ERVs | Venmar Ventilation ULC | vanEE | V160E65RT | 250 | 1.0 | 53 | 112 | 54 | 114 | 54 | 114 | 76 | 18 | 38 | 15 | Yes
ERVs | Venmar Ventilation ULC | vanEE | V160E65RT | 275 | 1.1 | 51 | 108 | 52 | 110 | 52 | 110 | 76 | 18 | 38 | 15 | Yes
ERVs | Venmar Ventilation ULC | vanEE | V160E65RT | 300 | 1.2 | 48 | 102 | 49 | 104 | 49 | 104 | 76 | 18 | 38 | 15 | Yes
ERVs | Venmar Ventilation ULC | vanEE | 70E ERV-R | 25 | 0.1 | 53 | 112 | 55 | 117 | 56 | 119 | 66 | 23 | 49 | 40 | Yes
ERVs | Venmar Ventilation ULC | vanEE | 70E ERV-R | 50 | 0.2 | 51 | 108 | 53 | 112 | 54 | 114 | 66 | 23 | 49 | 40 | Yes
ERVs | Venmar Ventilation ULC | vanEE | 70E ERV-R | 75 | 0.3 | 50 | 106 | 51 | 108 | 52 | 110 | 66 | 23 | 49 | 40 | Yes
ERVs | Venmar Ventilation ULC | vanEE | 70E ERV-R | 100 | 0.4 | 48 | 102 | 49 | 104 | 50 | 106 | 66 | 23 | 49 | 40 | Yes
ERVs | Venmar Ventilation ULC | vanEE | 70E ERV-R | 125 | 0.5 | 46 | 97 | 47 | 100 | 47 | 100 | 66 | 23 | 49 | 40 | Yes
ERVs | Venmar Ventilation ULC | vanEE | 70E ERV-R | 150 | 0.6 | 43 | 91 | 45 | 95 | 45 | 95 | 66 | 23 | 49 | 40 | Yes
ERVs | Venmar Ventilation ULC | vanEE | 70E ERV-R | 175 | 0.7 | 41 | 87 | 43 | 91 | 43 | 91 | 66 | 23 | 49 | 40 | Yes
ERVs | Venmar Ventilation ULC | vanEE | 70E ERV-R | 200 | 0.8 | 39 | 83 | 41 | 87 | 40 | 85 | 66 | 23 | 49 | 40 | Yes
ERVs | Venmar Ventilation ULC | vanEE | 70E ERV-R | 225 | 0.9 | 37 | 78 | 38 | 81 | 38 | 81 | 66 | 23 | 49 | 40 | Yes
ERVs | Venmar Ventilation ULC | vanEE | 70E ERV-R | 250 | 1.0 | 35 | 74 | 36 | 76 | 35 | 74 | 66 | 23 | 49 | 40 | Yes
ERVs | Venmar Ventilation ULC | Venmar | A160E65RT | 25 | 0.1 | 72 | 153 | 73 | 155 | 73 | 155 | 76 | 18 | 38 | 15 | Yes
ERVs | Venmar Ventilation ULC | Venmar | A160E65RT | 50 | 0.2 | 71 | 150 | 72 | 153 | 72 | 153 | 76 | 18 | 38 | 15 | Yes
ERVs | Venmar Ventilation ULC | Venmar | A160E65RT | 75 | 0.3 | 69 | 146 | 70 | 148 | 70 | 148 | 76 | 18 | 38 | 15 | Yes
ERVs | Venmar Ventilation ULC | Venmar | A160E65RT | 100 | 0.4 | 67 | 142 | 68 | 144 | 68 | 144 | 76 | 18 | 38 | 15 | Yes
ERVs | Venmar Ventilation ULC | Venmar | A160E65RT | 125 | 0.5 | 65 | 138 | 66 | 140 | 66 | 140 | 76 | 18 | 38 | 15 | Yes
ERVs | Venmar Ventilation ULC | Venmar | A160E65RT | 150 | 0.6 | 63 | 133 | 64 | 136 | 64 | 136 | 76 | 18 | 38 | 15 | Yes
ERVs | Venmar Ventilation ULC | Venmar | A160E65RT | 175 | 0.7 | 61 | 129 | 62 | 131 | 62 | 131 | 76 | 18 | 38 | 15 | Yes
ERVs | Venmar Ventilation ULC | Venmar | A160E65RT | 200 | 0.8 | 58 | 123 | 59 | 125 | 59 | 125 | 76 | 18 | 38 | 15 | Yes
ERVs | Venmar Ventilation ULC | Venmar | A160E65RT | 225 | 0.9 | 56 | 119 | 57 | 121 | 57 | 121 | 76 | 18 | 38 | 15 | Yes
ERVs | Venmar Ventilation ULC | Venmar | A160E65RT | 250 | 1.0 | 53 | 112 | 54 | 114 | 54 | 114 | 76 | 18 | 38 | 15 | Yes
ERVs | Venmar Ventilation ULC | Venmar | A160E65RT | 275 | 1.1 | 51 | 108 | 52 | 110 | 52 | 110 | 76 | 18 | 38 | 15 | Yes
ERVs | Venmar Ventilation ULC | Venmar | A160E65RT | 300 | 1.2 | 48 | 102 | 49 | 104 | 49 | 104 | 76 | 18 | 38 | 15 | Yes
ERVs | Venmar Ventilation ULC | Venmar | A160E75RT | 25 | 0.1 | 68 | 144 | 70 | 148 | 70 | 148 | 81 | 17 | 36 | 18 | Yes
ERVs | Venmar Ventilation ULC | Venmar | A160E75RT | 50 | 0.2 | 66 | 140 | 68 | 144 | 68 | 144 | 81 | 17 | 36 | 18 | Yes
ERVs | Venmar Ventilation ULC | Venmar | A160E75RT | 75 | 0.3 | 64 | 136 | 66 | 140 | 66 | 140 | 81 | 17 | 36 | 18 | Yes
ERVs | Venmar Ventilation ULC | Venmar | A160E75RT | 100 | 0.4 | 63 | 133 | 65 | 138 | 65 | 138 | 81 | 17 | 36 | 18 | Yes
ERVs | Venmar Ventilation ULC | Venmar | A160E75RT | 125 | 0.5 | 60 | 127 | 62 | 131 | 62 | 131 | 81 | 17 | 36 | 18 | Yes
ERVs | Venmar Ventilation ULC | Venmar | A160E75RT | 150 | 0.6 | 58 | 123 | 60 | 127 | 60 | 127 | 81 | 17 | 36 | 18 | Yes
ERVs | Venmar Ventilation ULC | Venmar | A160E75RT | 175 | 0.7 | 56 | 119 | 57 | 121 | 57 | 121 | 81 | 17 | 36 | 18 | Yes
ERVs | Venmar Ventilation ULC | Venmar | A160E75RT | 200 | 0.8 | 54 | 114 | 55 | 117 | 55 | 117 | 81 | 17 | 36 | 18 | Yes
ERVs | Venmar Ventilation ULC | Venmar | A160E75RT | 225 | 0.9 | 51 | 108 | 52 | 110 | 52 | 110 | 81 | 17 | 36 | 18 | Yes
ERVs | Venmar Ventilation ULC | Venmar | A160E75RT | 250 | 1.0 | 49 | 104 | 50 | 106 | 50 | 106 | 81 | 17 | 36 | 18 | Yes
ERVs | Venmar Ventilation ULC | Venmar | A150E75NT | 25 | 0.1 | 66 | 140 | 67 | 142 | 67 | 142 | 82 | 17 | 36 | 15 | Yes
ERVs | Venmar Ventilation ULC | Venmar | A150E75NT | 50 | 0.2 | 65 | 138 | 66 | 140 | 66 | 140 | 82 | 17 | 36 | 15 | Yes
ERVs | Venmar Ventilation ULC | Venmar | A150E75NT | 75 | 0.3 | 63 | 133 | 64 | 136 | 64 | 136 | 82 | 17 | 36 | 15 | Yes
ERVs | Venmar Ventilation ULC | Venmar | A150E75NT | 100 | 0.4 | 61 | 129 | 62 | 131 | 62 | 131 | 82 | 17 | 36 | 15 | Yes
ERVs | Venmar Ventilation ULC | Venmar | A150E75NT | 125 | 0.5 | 59 | 125 | 60 | 127 | 60 | 127 | 82 | 17 | 36 | 15 | Yes
ERVs | Venmar Ventilation ULC | Venmar | A150E75NT | 150 | 0.6 | 56 | 119 | 57 | 121 | 57 | 121 | 82 | 17 | 36 | 15 | Yes
ERVs | Venmar Ventilation ULC | Venmar | A150E75NT | 175 | 0.7 | 55 | 117 | 55 | 117 | 55 | 117 | 82 | 17 | 36 | 15 | Yes
ERVs | Venmar Ventilation ULC | Venmar | A150E75NT | 200 | 0.8 | 52 | 110 | 52 | 110 | 52 | 110 | 82 | 17 | 36 | 15 | Yes
ERVs | Venmar Ventilation ULC | Venmar | A150E75NT | 225 | 0.9 | 50 | 106 | 50 | 106 | 50 | 106 | 82 | 17 | 36 | 15 | Yes
ERVs | Venmar Ventilation ULC | Venmar | A150E75NT | 250 | 1.0 | 47 | 100 | 47 | 100 | 47 | 100 | 82 | 17 | 36 | 15 | Yes
ERVs | Venmar Ventilation ULC | Venmar | A150E75NT | 275 | 1.1 | 44 | 93 | 44 | 93 | 44 | 93 | 82 | 17 | 36 | 15 | Yes
ERVs | Venmar Ventilation ULC | Venmar | A150E75NT | 300 | 1.2 | 41 | 87 | 41 | 87 | 41 | 87 | 82 | 17 | 36 | 15 | Yes
ERVs | Venmar Ventilation ULC | Venmar | A150E75NS | 25 | 0.1 | 66 | 140 | 67 | 142 | 67 | 142 | 82 | 17 | 36 | 15 | Yes
ERVs | Venmar Ventilation ULC | Venmar | A150E75NS | 50 | 0.2 | 65 | 138 | 66 | 140 | 66 | 140 | 82 | 17 | 36 | 15 | Yes
ERVs | Venmar Ventilation ULC | Venmar | A150E75NS | 75 | 0.3 | 63 | 133 | 64 | 136 | 64 | 136 | 82 | 17 | 36 | 15 | Yes
ERVs | Venmar Ventilation ULC | Venmar | A150E75NS | 100 | 0.4 | 61 | 129 | 62 | 131 | 62 | 131 | 82 | 17 | 36 | 15 | Yes
ERVs | Venmar Ventilation ULC | Venmar | A150E75NS | 125 | 0.5 | 59 | 125 | 60 | 127 | 60 | 127 | 82 | 17 | 36 | 15 | Yes
ERVs | Venmar Ventilation ULC | Venmar | A150E75NS | 150 | 0.6 | 56 | 119 | 57 | 121 | 57 | 121 | 82 | 17 | 36 | 15 | Yes
ERVs | Venmar Ventilation ULC | Venmar | A150E75NS | 175 | 0.7 | 55 | 117 | 55 | 117 | 55 | 117 | 82 | 17 | 36 | 15 | Yes
ERVs | Venmar Ventilation ULC | Venmar | A150E75NS | 200 | 0.8 | 52 | 110 | 52 | 110 | 52 | 110 | 82 | 17 | 36 | 15 | Yes
ERVs | Venmar Ventilation ULC | Venmar | A150E75NS | 225 | 0.9 | 50 | 106 | 50 | 106 | 50 | 106 | 82 | 17 | 36 | 15 | Yes
ERVs | Venmar Ventilation ULC | Venmar | A150E75NS | 250 | 1.0 | 47 | 100 | 47 | 100 | 47 | 100 | 82 | 17 | 36 | 15 | Yes
ERVs | Venmar Ventilation ULC | Venmar | A150E75NS | 275 | 1.1 | 44 | 93 | 44 | 93 | 44 | 93 | 82 | 17 | 36 | 15 | Yes
ERVs | Venmar Ventilation ULC | Venmar | A150E75NS | 300 | 1.2 | 41 | 87 | 41 | 87 | 41 | 87 | 82 | 17 | 36 | 15 | Yes
ERVs | Venmar Ventilation ULC | Venmar | S10ERV | 25 | 0.1 | 53 | 112 | 55 | 117 | 56 | 119 | 66 | 23 | 49 | 40 | Yes
ERVs | Venmar Ventilation ULC | Venmar | S10ERV | 50 | 0.2 | 51 | 108 | 53 | 112 | 54 | 114 | 66 | 23 | 49 | 40 | Yes
ERVs | Venmar Ventilation ULC | Venmar | S10ERV | 75 | 0.3 | 50 | 106 | 51 | 108 | 52 | 110 | 66 | 23 | 49 | 40 | Yes
ERVs | Venmar Ventilation ULC | Venmar | S10ERV | 100 | 0.4 | 48 | 102 | 49 | 104 | 50 | 106 | 66 | 23 | 49 | 40 | Yes
ERVs | Venmar Ventilation ULC | Venmar | S10ERV | 125 | 0.5 | 46 | 97 | 47 | 100 | 47 | 100 | 66 | 23 | 49 | 40 | Yes
ERVs | Venmar Ventilation ULC | Venmar | S10ERV | 150 | 0.6 | 43 | 91 | 45 | 95 | 45 | 95 | 66 | 23 | 49 | 40 | Yes
ERVs | Venmar Ventilation ULC | Venmar | S10ERV | 175 | 0.7 | 41 | 87 | 43 | 91 | 43 | 91 | 66 | 23 | 49 | 40 | Yes
ERVs | Venmar Ventilation ULC | Venmar | S10ERV | 200 | 0.8 | 39 | 83 | 41 | 87 | 40 | 85 | 66 | 23 | 49 | 40 | Yes
ERVs | Venmar Ventilation ULC | Venmar | S10ERV | 225 | 0.9 | 37 | 78 | 38 | 81 | 38 | 81 | 66 | 23 | 49 | 40 | Yes
ERVs | Venmar Ventilation ULC | Venmar | S10ERV | 250 | 1.0 | 35 | 74 | 36 | 76 | 35 | 74 | 66 | 23 | 49 | 40 | Yes
ERVs | Venmar Ventilation ULC | Venmar | S10 ERV-R | 25 | 0.1 | 53 | 112 | 55 | 117 | 56 | 119 | 66 | 23 | 49 | 40 | Yes
ERVs | Venmar Ventilation ULC | Venmar | S10 ERV-R | 50 | 0.2 | 51 | 108 | 53 | 112 | 54 | 114 | 66 | 23 | 49 | 40 | Yes
ERVs | Venmar Ventilation ULC | Venmar | S10 ERV-R | 75 | 0.3 | 50 | 106 | 51 | 108 | 52 | 110 | 66 | 23 | 49 | 40 | Yes
ERVs | Venmar Ventilation ULC | Venmar | S10 ERV-R | 100 | 0.4 | 48 | 102 | 49 | 104 | 50 | 106 | 66 | 23 | 49 | 40 | Yes
ERVs | Venmar Ventilation ULC | Venmar | S10 ERV-R | 125 | 0.5 | 46 | 97 | 47 | 100 | 47 | 100 | 66 | 23 | 49 | 40 | Yes
ERVs | Venmar Ventilation ULC | Venmar | S10 ERV-R | 150 | 0.6 | 43 | 91 | 45 | 95 | 45 | 95 | 66 | 23 | 49 | 40 | Yes
ERVs | Venmar Ventilation ULC | Venmar | S10 ERV-R | 175 | 0.7 | 41 | 87 | 43 | 91 | 43 | 91 | 66 | 23 | 49 | 40 | Yes
ERVs | Venmar Ventilation ULC | Venmar | S10 ERV-R | 200 | 0.8 | 39 | 83 | 41 | 87 | 40 | 85 | 66 | 23 | 49 | 40 | Yes
ERVs | Venmar Ventilation ULC | Venmar | S10 ERV-R | 225 | 0.9 | 37 | 78 | 38 | 81 | 38 | 81 | 66 | 23 | 49 | 40 | Yes
ERVs | Venmar Ventilation ULC | Venmar | S10 ERV-R | 250 | 1.0 | 35 | 74 | 36 | 76 | 35 | 74 | 66 | 23 | 49 | 40 | Yes
ERVs | Venmar Ventilation ULC | Venmar | S10ERV+ | 25 | 0.1 | 58 | 123 | 59 | 125 | 55 | 117 | 67 | 23 | 49 | 40 | Yes
ERVs | Venmar Ventilation ULC | Venmar | S10ERV+ | 50 | 0.2 | 55 | 117 | 56 | 119 | 54 | 114 | 67 | 23 | 49 | 40 | Yes
ERVs | Venmar Ventilation ULC | Venmar | S10ERV+ | 75 | 0.3 | 52 | 110 | 53 | 112 | 52 | 110 | 67 | 23 | 49 | 40 | Yes
ERVs | Venmar Ventilation ULC | Venmar | S10ERV+ | 100 | 0.4 | 50 | 106 | 51 | 108 | 50 | 106 | 67 | 23 | 49 | 40 | Yes
ERVs | Venmar Ventilation ULC | Venmar | S10ERV+ | 125 | 0.5 | 49 | 104 | 50 | 106 | 48 | 102 | 67 | 23 | 49 | 40 | Yes
ERVs | Venmar Ventilation ULC | Venmar | S10ERV+ | 150 | 0.6 | 47 | 100 | 48 | 102 | 46 | 97 | 67 | 23 | 49 | 40 | Yes
ERVs | Venmar Ventilation ULC | Venmar | S10ERV+ | 175 | 0.7 | 45 | 95 | 46 | 97 | 44 | 93 | 67 | 23 | 49 | 40 | Yes
ERVs | Venmar Ventilation ULC | Venmar | S10ERV+ | 200 | 0.8 | 43 | 91 | 44 | 93 | 42 | 89 | 67 | 23 | 49 | 40 | Yes
ERVs | Venmar Ventilation ULC | Venmar | S10ERV+ | 225 | 0.9 | 41 | 87 | 42 | 89 | 40 | 85 | 67 | 23 | 49 | 40 | Yes
ERVs | Venmar Ventilation ULC | Venmar | S10ERV+ | 250 | 1.0 | 39 | 83 | 40 | 85 | 38 | 81 | 67 | 23 | 49 | 40 | Yes
ERVs | Venmar Ventilation ULC | Venmar | A180E75RT | 25 | 0.1 | 90 | 191 | 93 | 197 | 93 | 197 | 81 | 31 | 66 | 23 | Yes
ERVs | Venmar Ventilation ULC | Venmar | A180E75RT | 50 | 0.2 | 89 | 189 | 92 | 195 | 92 | 195 | 81 | 31 | 66 | 23 | Yes
ERVs | Venmar Ventilation ULC | Venmar | A180E75RT | 75 | 0.3 | 88 | 186 | 91 | 193 | 91 | 193 | 81 | 31 | 66 | 23 | Yes
ERVs | Venmar Ventilation ULC | Venmar | A180E75RT | 100 | 0.4 | 86 | 182 | 89 | 189 | 89 | 189 | 81 | 31 | 66 | 23 | Yes
ERVs | Venmar Ventilation ULC | Venmar | A180E75RT | 125 | 0.5 | 84 | 178 | 87 | 184 | 87 | 184 | 81 | 31 | 66 | 23 | Yes
ERVs | Venmar Ventilation ULC | Venmar | A180E75RT | 150 | 0.6 | 82 | 174 | 85 | 180 | 85 | 180 | 81 | 31 | 66 | 23 | Yes
ERVs | Venmar Ventilation ULC | Venmar | A180E75RT | 175 | 0.7 | 81 | 172 | 84 | 178 | 84 | 178 | 81 | 31 | 66 | 23 | Yes
ERVs | Venmar Ventilation ULC | Venmar | A180E75RT | 200 | 0.8 | 79 | 167 | 82 | 174 | 82 | 174 | 81 | 31 | 66 | 23 | Yes
ERVs | Venmar Ventilation ULC | Venmar | A180E75RT | 225 | 0.9 | 78 | 165 | 81 | 172 | 81 | 172 | 81 | 31 | 66 | 23 | Yes
ERVs | Venmar Ventilation ULC | Venmar | A180E75RT | 250 | 1.0 | 76 | 161 | 79 | 167 | 79 | 167 | 81 | 31 | 66 | 23 | Yes
ERVs | Venmar Ventilation ULC | Venmar | A180E75RT | 275 | 1.1 | 73 | 155 | 76 | 161 | 76 | 161 | 81 | 31 | 66 | 23 | Yes
ERVs | Venmar Ventilation ULC | Venmar | A180E75RT | 300 | 1.2 | 72 | 153 | 74 | 157 | 74 | 157 | 81 | 31 | 66 | 23 | Yes
ERVs | Venmar Ventilation ULC | Venmar | A130E65RT | 25 | 0.1 | 64 | 136 | 65 | 138 | 65 | 138 | 67 | 31 | 66 | 30 | Yes
ERVs | Venmar Ventilation ULC | Venmar | A130E65RT | 50 | 0.2 | 62 | 131 | 63 | 133 | 63 | 133 | 67 | 31 | 66 | 30 | Yes
ERVs | Venmar Ventilation ULC | Venmar | A130E65RT | 75 | 0.3 | 58 | 123 | 59 | 125 | 59 | 125 | 67 | 31 | 66 | 30 | Yes
ERVs | Venmar Ventilation ULC | Venmar | A130E65RT | 100 | 0.4 | 56 | 119 | 57 | 121 | 57 | 121 | 67 | 31 | 66 | 30 | Yes
ERVs | Venmar Ventilation ULC | Venmar | A130E65RT | 125 | 0.5 | 53 | 112 | 54 | 114 | 54 | 114 | 67 | 31 | 66 | 30 | Yes
ERVs | Venmar Ventilation ULC | Venmar | A130E65RT | 150 | 0.6 | 49 | 104 | 50 | 106 | 50 | 106 | 67 | 31 | 66 | 30 | Yes
ERVs | Venmar Ventilation ULC | Venmar | A130E65RT | 175 | 0.7 | 45 | 95 | 46 | 97 | 46 | 97 | 67 | 31 | 66 | 30 | Yes
ERVs | Venmar Ventilation ULC | Venmar | A130E65RT | 200 | 0.8 | 41 | 87 | 42 | 89 | 42 | 89 | 67 | 31 | 66 | 30 | Yes
ERVs | Venmar Ventilation ULC | Venmar | A130E65RT | 225 | 0.9 | 36 | 76 | 37 | 78 | 37 | 78 | 67 | 31 | 66 | 30 | Yes
ERVs | Venmar Ventilation ULC | Venmar | A130E65RT | 250 | 1.0 | 30 | 64 | 31 | 66 | 31 | 66 | 67 | 31 | 66 | 30 | Yes
ERVs | Venmar Ventilation ULC | Venmar | ERV130 | 25 | 0.1 | 64 | 136 | 65 | 138 | 65 | 138 | 67 | 31 | 66 | 30 | Yes
ERVs | Venmar Ventilation ULC | Venmar | ERV130 | 50 | 0.2 | 62 | 131 | 63 | 133 | 63 | 133 | 67 | 31 | 66 | 30 | Yes
ERVs | Venmar Ventilation ULC | Venmar | ERV130 | 75 | 0.3 | 58 | 123 | 59 | 125 | 59 | 125 | 67 | 31 | 66 | 30 | Yes
ERVs | Venmar Ventilation ULC | Venmar | ERV130 | 100 | 0.4 | 56 | 119 | 57 | 121 | 57 | 121 | 67 | 31 | 66 | 30 | Yes
ERVs | Venmar Ventilation ULC | Venmar | ERV130 | 125 | 0.5 | 53 | 112 | 54 | 114 | 54 | 114 | 67 | 31 | 66 | 30 | Yes
ERVs | Venmar Ventilation ULC | Venmar | ERV130 | 150 | 0.6 | 49 | 104 | 50 | 106 | 50 | 106 | 67 | 31 | 66 | 30 | Yes
ERVs | Venmar Ventilation ULC | Venmar | ERV130 | 175 | 0.7 | 45 | 95 | 46 | 97 | 46 | 97 | 67 | 31 | 66 | 30 | Yes
ERVs | Venmar Ventilation ULC | Venmar | ERV130 | 200 | 0.8 | 41 | 87 | 42 | 89 | 42 | 89 | 67 | 31 | 66 | 30 | Yes
ERVs | Venmar Ventilation ULC | Venmar | ERV130 | 225 | 0.9 | 36 | 76 | 37 | 78 | 37 | 78 | 67 | 31 | 66 | 30 | Yes
ERVs | Venmar Ventilation ULC | Venmar | ERV130 | 250 | 1.0 | 30 | 64 | 31 | 66 | 31 | 66 | 67 | 31 | 66 | 30 | Yes
ERVs | Venmar Ventilation ULC | Venmar | A210E75RT | 0 |  | 102 | 216 | 103 | 218 | 103 | 218 | 81 | 30 | 64 | 28 | Yes
ERVs | Venmar Ventilation ULC | Venmar | A210E75RT | 25 | 0.1 | 101 | 214 | 102 | 216 | 102 | 216 | 81 | 30 | 64 | 28 | Yes
ERVs | Venmar Ventilation ULC | Venmar | A210E75RT | 50 | 0.2 | 99 | 210 | 100 | 212 | 100 | 212 | 81 | 30 | 64 | 28 | Yes
ERVs | Venmar Ventilation ULC | Venmar | A210E75RT | 75 | 0.3 | 98 | 208 | 99 | 210 | 99 | 210 | 81 | 30 | 64 | 28 | Yes
ERVs | Venmar Ventilation ULC | Venmar | A210E75RT | 100 | 0.4 | 97 | 206 | 98 | 208 | 98 | 208 | 81 | 30 | 64 | 28 | Yes
ERVs | Venmar Ventilation ULC | Venmar | A210E75RT | 125 | 0.5 | 95 | 201 | 96 | 203 | 96 | 203 | 81 | 30 | 64 | 28 | Yes
ERVs | Venmar Ventilation ULC | Venmar | A210E75RT | 150 | 0.6 | 94 | 199 | 95 | 201 | 95 | 201 | 81 | 30 | 64 | 28 | Yes
ERVs | Venmar Ventilation ULC | Venmar | A210E75RT | 175 | 0.7 | 92 | 195 | 93 | 197 | 93 | 197 | 81 | 30 | 64 | 28 | Yes
ERVs | Venmar Ventilation ULC | Venmar | A210E75RT | 200 | 0.8 | 90 | 191 | 91 | 193 | 91 | 193 | 81 | 30 | 64 | 28 | Yes
ERVs | Venmar Ventilation ULC | Venmar | A210E75RT | 225 | 0.9 | 89 | 189 | 90 | 191 | 90 | 191 | 81 | 30 | 64 | 28 | Yes
ERVs | Venmar Ventilation ULC | Venmar | A210E75RT | 250 | 1.0 | 87 | 184 | 88 | 186 | 88 | 186 | 81 | 30 | 64 | 28 | Yes
ERVs | Venmar Ventilation ULC | Venmar | A210E75RT | 275 | 1.1 | 85 | 180 | 86 | 182 | 86 | 182 | 81 | 30 | 64 | 28 | Yes
ERVs | Venmar Ventilation ULC | Venmar | A210E75RT | 300 | 1.2 | 83 | 176 | 84 | 178 | 84 | 178 | 81 | 30 | 64 | 28 | Yes
ERVs | Venmar Ventilation ULC | Venmar | A210E75RS | 0 |  | 102 | 216 | 103 | 218 | 103 | 218 | 81 | 30 | 64 | 28 | Yes
ERVs | Venmar Ventilation ULC | Venmar | A210E75RS | 25 | 0.1 | 101 | 214 | 102 | 216 | 102 | 216 | 81 | 30 | 64 | 28 | Yes
ERVs | Venmar Ventilation ULC | Venmar | A210E75RS | 50 | 0.2 | 99 | 210 | 100 | 212 | 100 | 212 | 81 | 30 | 64 | 28 | Yes
ERVs | Venmar Ventilation ULC | Venmar | A210E75RS | 75 | 0.3 | 98 | 208 | 99 | 210 | 99 | 210 | 81 | 30 | 64 | 28 | Yes
ERVs | Venmar Ventilation ULC | Venmar | A210E75RS | 100 | 0.4 | 97 | 206 | 98 | 208 | 98 | 208 | 81 | 30 | 64 | 28 | Yes
ERVs | Venmar Ventilation ULC | Venmar | A210E75RS | 125 | 0.5 | 95 | 201 | 96 | 203 | 96 | 203 | 81 | 30 | 64 | 28 | Yes
ERVs | Venmar Ventilation ULC | Venmar | A210E75RS | 150 | 0.6 | 94 | 199 | 95 | 201 | 95 | 201 | 81 | 30 | 64 | 28 | Yes
ERVs | Venmar Ventilation ULC | Venmar | A210E75RS | 175 | 0.7 | 92 | 195 | 93 | 197 | 93 | 197 | 81 | 30 | 64 | 28 | Yes
ERVs | Venmar Ventilation ULC | Venmar | A210E75RS | 200 | 0.8 | 90 | 191 | 91 | 193 | 91 | 193 | 81 | 30 | 64 | 28 | Yes
ERVs | Venmar Ventilation ULC | Venmar | A210E75RS | 225 | 0.9 | 89 | 189 | 90 | 191 | 90 | 191 | 81 | 30 | 64 | 28 | Yes
ERVs | Venmar Ventilation ULC | Venmar | A210E75RS | 250 | 1.0 | 87 | 184 | 88 | 186 | 88 | 186 | 81 | 30 | 64 | 28 | Yes
ERVs | Venmar Ventilation ULC | Venmar | A210E75RS | 275 | 1.1 | 85 | 180 | 86 | 182 | 86 | 182 | 81 | 30 | 64 | 28 | Yes
ERVs | Venmar Ventilation ULC | Venmar | A210E75RS | 300 | 1.2 | 83 | 176 | 84 | 178 | 84 | 178 | 81 | 30 | 64 | 28 | Yes
ERVs | Venmar Ventilation ULC | Venmar | K7 ERV | 50 | 0.2 | 37 | 78 | 38 | 81 | 37 | 78 | 66 | 17 | 36 | 37 | Yes
ERVs | Venmar Ventilation ULC | Venmar | K7 ERV | 100 | 0.4 | 33 | 70 | 34 | 72 | 34 | 72 | 66 | 17 | 36 | 37 | Yes
ERVs | Venmar Ventilation ULC | Venmar | K7 ERV | 25 | 0.1 | 39 | 83 | 40 | 85 | 39 | 83 | 66 | 17 | 36 | 37 | Yes
ERVs | Venmar Ventilation ULC | Venmar | K7 ERV | 75 | 0.3 | 35 | 74 | 36 | 76 | 35 | 74 | 66 | 17 | 36 | 37 | Yes
ERVs | Venmar Ventilation ULC | Venmar | K7 ERV | 125 | 0.5 | 32 | 68 | 33 | 70 | 32 | 68 | 66 | 17 | 36 | 37 | Yes
ERVs | Venmar Ventilation ULC | Venmar | K7 ERV | 150 | 0.6 | 29 | 61 | 30 | 64 | 29 | 61 | 66 | 17 | 36 | 37 | Yes
ERVs | Venmar Ventilation ULC | Venmar | K7 ERV | 175 | 0.7 | 28 | 59 | 28 | 59 | 27 | 57 | 66 | 17 | 36 | 37 | Yes
ERVs | Venmar Ventilation ULC | Venmar | K7 ERV | 200 | 0.8 | 26 | 55 | 26 | 55 | 24 | 51 | 66 | 17 | 36 | 37 | Yes
HRVs | Venmar Ventilation ULC | Venmar | HRV110 | 25 | 0.1 | 56 | 119 | 58 | 123 | 58 | 123 | 68 | 30 | 64 | 26 | Yes
HRVs | Venmar Ventilation ULC | Venmar | HRV110 | 50 | 0.2 | 53 | 112 | 55 | 117 | 55 | 117 | 68 | 30 | 64 | 26 | Yes
HRVs | Venmar Ventilation ULC | Venmar | HRV110 | 75 | 0.3 | 49 | 104 | 50 | 106 | 50 | 106 | 68 | 30 | 64 | 26 | Yes
HRVs | Venmar Ventilation ULC | Venmar | HRV110 | 100 | 0.4 | 47 | 100 | 48 | 102 | 48 | 102 | 68 | 30 | 64 | 26 | Yes
HRVs | Venmar Ventilation ULC | Venmar | HRV110 | 125 | 0.5 | 44 | 93 | 45 | 95 | 45 | 95 | 68 | 30 | 64 | 26 | Yes
HRVs | Venmar Ventilation ULC | Venmar | HRV110 | 150 | 0.6 | 39 | 83 | 40 | 85 | 40 | 85 | 68 | 30 | 64 | 26 | Yes
HRVs | Venmar Ventilation ULC | Venmar | HRV110 | 175 | 0.7 | 33 | 70 | 34 | 72 | 34 | 72 | 68 | 30 | 64 | 26 | Yes
HRVs | Venmar Ventilation ULC | Venmar | A110H65RT | 25 | 0.1 | 56 | 119 | 58 | 123 | 58 | 123 | 68 | 30 | 64 | 26 | Yes
HRVs | Venmar Ventilation ULC | Venmar | A110H65RT | 50 | 0.2 | 53 | 112 | 55 | 117 | 55 | 117 | 68 | 30 | 64 | 26 | Yes
HRVs | Venmar Ventilation ULC | Venmar | A110H65RT | 75 | 0.3 | 49 | 104 | 50 | 106 | 50 | 106 | 68 | 30 | 64 | 26 | Yes
HRVs | Venmar Ventilation ULC | Venmar | A110H65RT | 100 | 0.4 | 47 | 100 | 48 | 102 | 48 | 102 | 68 | 30 | 64 | 26 | Yes
HRVs | Venmar Ventilation ULC | Venmar | A110H65RT | 125 | 0.5 | 44 | 93 | 45 | 95 | 45 | 95 | 68 | 30 | 64 | 26 | Yes
HRVs | Venmar Ventilation ULC | Venmar | A110H65RT | 150 | 0.6 | 39 | 83 | 40 | 85 | 40 | 85 | 68 | 30 | 64 | 26 | Yes
HRVs | Venmar Ventilation ULC | Venmar | A110H65RT | 175 | 0.7 | 33 | 70 | 34 | 72 | 34 | 72 | 68 | 30 | 64 | 26 | Yes
HRVs | Venmar Ventilation ULC | Venmar | A130H65RT | 25 | 0.1 | 64 | 136 | 66 | 140 | 66 | 140 | 68 | 30 | 64 | 26 | Yes
HRVs | Venmar Ventilation ULC | Venmar | A130H65RT | 50 | 0.2 | 62 | 131 | 64 | 136 | 64 | 136 | 68 | 30 | 64 | 26 | Yes
HRVs | Venmar Ventilation ULC | Venmar | A130H65RT | 75 | 0.3 | 59 | 125 | 61 | 129 | 61 | 129 | 68 | 30 | 64 | 26 | Yes
HRVs | Venmar Ventilation ULC | Venmar | A130H65RT | 100 | 0.4 | 56 | 119 | 58 | 123 | 58 | 123 | 68 | 30 | 64 | 26 | Yes
HRVs | Venmar Ventilation ULC | Venmar | A130H65RT | 125 | 0.5 | 53 | 112 | 55 | 117 | 55 | 117 | 68 | 30 | 64 | 26 | Yes
HRVs | Venmar Ventilation ULC | Venmar | A130H65RT | 150 | 0.6 | 49 | 104 | 50 | 106 | 50 | 106 | 68 | 30 | 64 | 26 | Yes
HRVs | Venmar Ventilation ULC | Venmar | A130H65RT | 175 | 0.7 | 45 | 95 | 46 | 97 | 46 | 97 | 68 | 30 | 64 | 26 | Yes
HRVs | Venmar Ventilation ULC | Venmar | A130H65RT | 200 | 0.8 | 40 | 85 | 41 | 87 | 41 | 87 | 68 | 30 | 64 | 26 | Yes
HRVs | Venmar Ventilation ULC | Venmar | A130H65RT | 225 | 0.9 | 36 | 76 | 37 | 78 | 37 | 78 | 68 | 30 | 64 | 26 | Yes
HRVs | Venmar Ventilation ULC | Venmar | A130H65RS | 25 | 0.1 | 64 | 136 | 66 | 140 | 66 | 140 | 68 | 30 | 64 | 26 | Yes
HRVs | Venmar Ventilation ULC | Venmar | A130H65RS | 50 | 0.2 | 62 | 131 | 64 | 136 | 64 | 136 | 68 | 30 | 64 | 26 | Yes
HRVs | Venmar Ventilation ULC | Venmar | A130H65RS | 75 | 0.3 | 59 | 125 | 61 | 129 | 61 | 129 | 68 | 30 | 64 | 26 | Yes
HRVs | Venmar Ventilation ULC | Venmar | A130H65RS | 100 | 0.4 | 56 | 119 | 58 | 123 | 58 | 123 | 68 | 30 | 64 | 26 | Yes
HRVs | Venmar Ventilation ULC | Venmar | A130H65RS | 125 | 0.5 | 53 | 112 | 55 | 117 | 55 | 117 | 68 | 30 | 64 | 26 | Yes
HRVs | Venmar Ventilation ULC | Venmar | A130H65RS | 150 | 0.6 | 49 | 104 | 50 | 106 | 50 | 106 | 68 | 30 | 64 | 26 | Yes
HRVs | Venmar Ventilation ULC | Venmar | A130H65RS | 175 | 0.7 | 45 | 95 | 46 | 97 | 46 | 97 | 68 | 30 | 64 | 26 | Yes
HRVs | Venmar Ventilation ULC | Venmar | A130H65RS | 200 | 0.8 | 40 | 85 | 41 | 87 | 41 | 87 | 68 | 30 | 64 | 26 | Yes
HRVs | Venmar Ventilation ULC | Venmar | A130H65RS | 225 | 0.9 | 36 | 76 | 37 | 78 | 37 | 78 | 68 | 30 | 64 | 26 | Yes
HRVs | Venmar Ventilation ULC | Venmar | A180H75RT | 25 | 0.1 | 96 | 203 | 97 | 206 | 97 | 206 | 78 | 30 | 64 | 22 | Yes
HRVs | Venmar Ventilation ULC | Venmar | A180H75RT | 50 | 0.2 | 94 | 199 | 95 | 201 | 95 | 201 | 78 | 30 | 64 | 22 | Yes
HRVs | Venmar Ventilation ULC | Venmar | A180H75RT | 75 | 0.3 | 92 | 195 | 93 | 197 | 93 | 197 | 78 | 30 | 64 | 22 | Yes
HRVs | Venmar Ventilation ULC | Venmar | A180H75RT | 100 | 0.4 | 91 | 193 | 92 | 195 | 92 | 195 | 78 | 30 | 64 | 22 | Yes
HRVs | Venmar Ventilation ULC | Venmar | A180H75RT | 125 | 0.5 | 89 | 189 | 90 | 191 | 90 | 191 | 78 | 30 | 64 | 22 | Yes
HRVs | Venmar Ventilation ULC | Venmar | A180H75RT | 150 | 0.6 | 87 | 184 | 88 | 186 | 88 | 186 | 78 | 30 | 64 | 22 | Yes
HRVs | Venmar Ventilation ULC | Venmar | A180H75RT | 175 | 0.7 | 85 | 180 | 86 | 182 | 86 | 182 | 78 | 30 | 64 | 22 | Yes
HRVs | Venmar Ventilation ULC | Venmar | A180H75RT | 200 | 0.8 | 83 | 176 | 85 | 180 | 85 | 180 | 78 | 30 | 64 | 22 | Yes
HRVs | Venmar Ventilation ULC | Venmar | A180H75RT | 225 | 0.9 | 82 | 174 | 83 | 176 | 83 | 176 | 78 | 30 | 64 | 22 | Yes
HRVs | Venmar Ventilation ULC | Venmar | A180H75RT | 250 | 1.0 | 80 | 170 | 81 | 172 | 81 | 172 | 78 | 30 | 64 | 22 | Yes
HRVs | Venmar Ventilation ULC | Venmar | A180H75RT | 275 | 1.1 | 78 | 165 | 79 | 167 | 79 | 167 | 78 | 30 | 64 | 22 | Yes
HRVs | Venmar Ventilation ULC | Venmar | A180H75RT | 300 | 1.2 | 77 | 163 | 78 | 165 | 78 | 165 | 78 | 30 | 64 | 22 | Yes
ERVs | Venmar Ventilation ULC | Venmar | S10 ECM ERV | 25 | 0.1 | 54 | 114 | 55 | 117 | 55 | 117 | 70 | 23 | 49 | 21 | No
ERVs | Venmar Ventilation ULC | Venmar | S10 ECM ERV | 50 | 0.2 | 52 | 110 | 53 | 112 | 54 | 114 | 70 | 23 | 49 | 21 | No
ERVs | Venmar Ventilation ULC | Venmar | S10 ECM ERV | 75 | 0.3 | 51 | 108 | 52 | 110 | 53 | 112 | 70 | 23 | 49 | 21 | No
ERVs | Venmar Ventilation ULC | Venmar | S10 ECM ERV | 100 | 0.4 | 50 | 106 | 51 | 108 | 51 | 108 | 70 | 23 | 49 | 21 | No
ERVs | Venmar Ventilation ULC | Venmar | S10 ECM ERV | 125 | 0.5 | 48 | 102 | 49 | 104 | 50 | 106 | 70 | 23 | 49 | 21 | No
ERVs | Venmar Ventilation ULC | Venmar | S10 ECM ERV | 150 | 0.6 | 46 | 97 | 48 | 102 | 47 | 100 | 70 | 23 | 49 | 21 | No
ERVs | Venmar Ventilation ULC | Venmar | S10 ECM ERV | 175 | 0.7 | 44 | 93 | 45 | 95 | 45 | 95 | 70 | 23 | 49 | 21 | No
ERVs | Venmar Ventilation ULC | Venmar | S10 ECM ERV | 200 | 0.8 | 42 | 89 | 43 | 91 | 43 | 91 | 70 | 23 | 49 | 21 | No
ERVs | Venmar Ventilation ULC | Venmar | S10 ECM ERV | 225 | 0.9 | 40 | 85 | 41 | 87 | 41 | 87 | 70 | 23 | 49 | 21 | No
ERVs | Venmar Ventilation ULC | Venmar | S10 ECM ERV | 250 | 1.0 | 38 | 81 | 39 | 83 | 39 | 83 | 70 | 23 | 49 | 21 | No
ERVs | Venmar Ventilation ULC | Venmar | S10 ECM ERV | 275 | 1.1 | 35 | 74 | 36 | 76 | 36 | 76 | 70 | 23 | 49 | 21 | No
ERVs | Venmar Ventilation ULC | Venmar | S10N ERV+ | 25 | 0.1 | 58 | 123 | 59 | 125 | 54 | 114 | 67 | 23 | 49 | 40 | No
ERVs | Venmar Ventilation ULC | Venmar | S10N ERV+ | 50 | 0.2 | 54 | 114 | 56 | 119 | 51 | 108 | 67 | 23 | 49 | 40 | No
ERVs | Venmar Ventilation ULC | Venmar | S10N ERV+ | 75 | 0.3 | 51 | 108 | 52 | 110 | 49 | 104 | 67 | 23 | 49 | 40 | No
ERVs | Venmar Ventilation ULC | Venmar | S10N ERV+ | 100 | 0.4 | 48 | 102 | 49 | 104 | 46 | 97 | 67 | 23 | 49 | 40 | No
ERVs | Venmar Ventilation ULC | Venmar | S10N ERV+ | 125 | 0.5 | 45 | 95 | 47 | 100 | 44 | 93 | 67 | 23 | 49 | 40 | No
ERVs | Venmar Ventilation ULC | Venmar | S10N ERV+ | 150 | 0.6 | 43 | 91 | 44 | 93 | 42 | 89 | 67 | 23 | 49 | 40 | No
ERVs | Venmar Ventilation ULC | Venmar | S10N ERV+ | 175 | 0.7 | 41 | 87 | 42 | 89 | 40 | 85 | 67 | 23 | 49 | 40 | No
ERVs | Venmar Ventilation ULC | Venmar | S10N ERV+ | 200 | 0.8 | 38 | 81 | 39 | 83 | 37 | 78 | 67 | 23 | 49 | 40 | No
ERVs | Venmar Ventilation ULC | Venmar | S10N ERV+ | 225 | 0.9 | 35 | 74 | 36 | 76 | 35 | 74 | 67 | 23 | 49 | 40 | No
ERVs | Venmar Ventilation ULC | Venmar | S10N ERV+ | 250 | 1.0 | 32 | 68 | 33 | 70 | 33 | 70 | 67 | 23 | 49 | 40 | No
HRVs | Venmar Ventilation ULC | Venmar | A160H65RT | 25 | 0.1 | 78 | 165 | 80 | 170 | 80 | 170 | 68 | 30 | 64 | 26 | Yes
HRVs | Venmar Ventilation ULC | Venmar | A160H65RT | 50 | 0.2 | 75 | 159 | 77 | 163 | 77 | 163 | 68 | 30 | 64 | 26 | Yes
HRVs | Venmar Ventilation ULC | Venmar | A160H65RT | 75 | 0.3 | 73 | 155 | 75 | 159 | 75 | 159 | 68 | 30 | 64 | 26 | Yes
HRVs | Venmar Ventilation ULC | Venmar | A160H65RT | 100 | 0.4 | 71 | 150 | 73 | 155 | 73 | 155 | 68 | 30 | 64 | 26 | Yes
HRVs | Venmar Ventilation ULC | Venmar | A160H65RT | 125 | 0.5 | 68 | 144 | 70 | 148 | 70 | 148 | 68 | 30 | 64 | 26 | Yes
HRVs | Venmar Ventilation ULC | Venmar | A160H65RT | 150 | 0.6 | 66 | 140 | 68 | 144 | 68 | 144 | 68 | 30 | 64 | 26 | Yes
HRVs | Venmar Ventilation ULC | Venmar | A160H65RT | 175 | 0.7 | 63 | 133 | 65 | 138 | 65 | 138 | 68 | 30 | 64 | 26 | Yes
HRVs | Venmar Ventilation ULC | Venmar | A160H65RT | 200 | 0.8 | 61 | 129 | 63 | 133 | 63 | 133 | 68 | 30 | 64 | 26 | Yes
HRVs | Venmar Ventilation ULC | Venmar | A160H65RT | 225 | 0.9 | 58 | 123 | 60 | 127 | 60 | 127 | 68 | 30 | 64 | 26 | Yes
HRVs | Venmar Ventilation ULC | Venmar | A160H65RT | 250 | 1.0 | 55 | 117 | 57 | 121 | 57 | 121 | 68 | 30 | 64 | 26 | Yes
HRVs | Venmar Ventilation ULC | Venmar | A160H65RS | 25 | 0.1 | 78 | 165 | 80 | 170 | 80 | 170 | 68 | 30 | 64 | 26 | Yes
HRVs | Venmar Ventilation ULC | Venmar | A160H65RS | 50 | 0.2 | 75 | 159 | 77 | 163 | 77 | 163 | 68 | 30 | 64 | 26 | Yes
HRVs | Venmar Ventilation ULC | Venmar | A160H65RS | 75 | 0.3 | 73 | 155 | 75 | 159 | 75 | 159 | 68 | 30 | 64 | 26 | Yes
HRVs | Venmar Ventilation ULC | Venmar | A160H65RS | 100 | 0.4 | 71 | 150 | 73 | 155 | 73 | 155 | 68 | 30 | 64 | 26 | Yes
HRVs | Venmar Ventilation ULC | Venmar | A160H65RS | 125 | 0.5 | 68 | 144 | 70 | 148 | 70 | 148 | 68 | 30 | 64 | 26 | Yes
HRVs | Venmar Ventilation ULC | Venmar | A160H65RS | 150 | 0.6 | 66 | 140 | 68 | 144 | 68 | 144 | 68 | 30 | 64 | 26 | Yes
HRVs | Venmar Ventilation ULC | Venmar | A160H65RS | 175 | 0.7 | 63 | 133 | 65 | 138 | 65 | 138 | 68 | 30 | 64 | 26 | Yes
HRVs | Venmar Ventilation ULC | Venmar | A160H65RS | 200 | 0.8 | 61 | 129 | 63 | 133 | 63 | 133 | 68 | 30 | 64 | 26 | Yes
HRVs | Venmar Ventilation ULC | Venmar | A160H65RS | 225 | 0.9 | 58 | 123 | 60 | 127 | 60 | 127 | 68 | 30 | 64 | 26 | Yes
HRVs | Venmar Ventilation ULC | Venmar | A160H65RS | 250 | 1.0 | 55 | 117 | 57 | 121 | 57 | 121 | 68 | 30 | 64 | 26 | Yes
HRVs | Venmar Ventilation ULC | Venmar | A150H75NT | 25 | 0.1 | 73 | 155 | 74 | 157 | 74 | 157 | 75 | 30 | 64 | 28 | Yes
HRVs | Venmar Ventilation ULC | Venmar | A150H75NT | 50 | 0.2 | 71 | 150 | 72 | 153 | 72 | 153 | 75 | 30 | 64 | 28 | Yes
HRVs | Venmar Ventilation ULC | Venmar | A150H75NT | 75 | 0.3 | 68 | 144 | 69 | 146 | 69 | 146 | 75 | 30 | 64 | 28 | Yes
HRVs | Venmar Ventilation ULC | Venmar | A150H75NT | 100 | 0.4 | 66 | 140 | 67 | 142 | 67 | 142 | 75 | 30 | 64 | 28 | Yes
HRVs | Venmar Ventilation ULC | Venmar | A150H75NT | 125 | 0.5 | 64 | 136 | 65 | 138 | 65 | 138 | 75 | 30 | 64 | 28 | Yes
HRVs | Venmar Ventilation ULC | Venmar | A150H75NT | 150 | 0.6 | 62 | 131 | 63 | 133 | 63 | 133 | 75 | 30 | 64 | 28 | Yes
HRVs | Venmar Ventilation ULC | Venmar | A150H75NT | 175 | 0.7 | 60 | 127 | 61 | 129 | 61 | 129 | 75 | 30 | 64 | 28 | Yes
HRVs | Venmar Ventilation ULC | Venmar | A150H75NT | 200 | 0.8 | 57 | 121 | 58 | 123 | 58 | 123 | 75 | 30 | 64 | 28 | Yes
HRVs | Venmar Ventilation ULC | Venmar | A150H75NT | 225 | 0.9 | 54 | 114 | 55 | 117 | 55 | 117 | 75 | 30 | 64 | 28 | Yes
HRVs | Venmar Ventilation ULC | Venmar | A150H75NT | 250 | 1.0 | 51 | 108 | 52 | 110 | 52 | 110 | 75 | 30 | 64 | 28 | Yes
HRVs | Venmar Ventilation ULC | Venmar | A150H75NS | 25 | 0.1 | 73 | 155 | 74 | 157 | 74 | 157 | 75 | 30 | 64 | 28 | Yes
HRVs | Venmar Ventilation ULC | Venmar | A150H75NS | 50 | 0.2 | 71 | 150 | 72 | 153 | 72 | 153 | 75 | 30 | 64 | 28 | Yes
HRVs | Venmar Ventilation ULC | Venmar | A150H75NS | 75 | 0.3 | 68 | 144 | 69 | 146 | 69 | 146 | 75 | 30 | 64 | 28 | Yes
HRVs | Venmar Ventilation ULC | Venmar | A150H75NS | 100 | 0.4 | 66 | 140 | 67 | 142 | 67 | 142 | 75 | 30 | 64 | 28 | Yes
HRVs | Venmar Ventilation ULC | Venmar | A150H75NS | 125 | 0.5 | 64 | 136 | 65 | 138 | 65 | 138 | 75 | 30 | 64 | 28 | Yes
HRVs | Venmar Ventilation ULC | Venmar | A150H75NS | 150 | 0.6 | 62 | 131 | 63 | 133 | 63 | 133 | 75 | 30 | 64 | 28 | Yes
HRVs | Venmar Ventilation ULC | Venmar | A150H75NS | 175 | 0.7 | 60 | 127 | 61 | 129 | 61 | 129 | 75 | 30 | 64 | 28 | Yes
HRVs | Venmar Ventilation ULC | Venmar | A150H75NS | 200 | 0.8 | 57 | 121 | 58 | 123 | 58 | 123 | 75 | 30 | 64 | 28 | Yes
HRVs | Venmar Ventilation ULC | Venmar | A150H75NS | 225 | 0.9 | 54 | 114 | 55 | 117 | 55 | 117 | 75 | 30 | 64 | 28 | Yes
HRVs | Venmar Ventilation ULC | Venmar | A150H75NS | 250 | 1.0 | 51 | 108 | 52 | 110 | 52 | 110 | 75 | 30 | 64 | 28 | Yes
HRVs | Venmar Ventilation ULC | Venmar | A230H75RT | 25 | 0.1 | 110 | 233 | 111 | 235 | 111 | 235 | 78 | 31 | 66 | 25 | Yes
HRVs | Venmar Ventilation ULC | Venmar | A230H75RT | 50 | 0.2 | 109 | 231 | 110 | 233 | 110 | 233 | 78 | 31 | 66 | 25 | Yes
HRVs | Venmar Ventilation ULC | Venmar | A230H75RT | 75 | 0.3 | 107 | 227 | 108 | 229 | 108 | 229 | 78 | 31 | 66 | 25 | Yes
HRVs | Venmar Ventilation ULC | Venmar | A230H75RT | 100 | 0.4 | 106 | 225 | 107 | 227 | 107 | 227 | 78 | 31 | 66 | 25 | Yes
HRVs | Venmar Ventilation ULC | Venmar | A230H75RT | 125 | 0.5 | 104 | 220 | 105 | 222 | 105 | 222 | 78 | 31 | 66 | 25 | Yes
HRVs | Venmar Ventilation ULC | Venmar | A230H75RT | 150 | 0.6 | 103 | 218 | 104 | 220 | 104 | 220 | 78 | 31 | 66 | 25 | Yes
HRVs | Venmar Ventilation ULC | Venmar | A230H75RT | 175 | 0.7 | 102 | 216 | 102 | 216 | 102 | 216 | 78 | 31 | 66 | 25 | Yes
HRVs | Venmar Ventilation ULC | Venmar | A230H75RT | 200 | 0.8 | 100 | 212 | 101 | 214 | 101 | 214 | 78 | 31 | 66 | 25 | Yes
HRVs | Venmar Ventilation ULC | Venmar | A230H75RT | 225 | 0.9 | 99 | 210 | 99 | 210 | 99 | 210 | 78 | 31 | 66 | 25 | Yes
HRVs | Venmar Ventilation ULC | Venmar | A230H75RT | 250 | 1.0 | 97 | 206 | 98 | 208 | 98 | 208 | 78 | 31 | 66 | 25 | Yes
HRVs | Venmar Ventilation ULC | Venmar | A230H75RT | 275 | 1.1 | 94 | 199 | 95 | 201 | 95 | 201 | 78 | 31 | 66 | 25 | Yes
HRVs | Venmar Ventilation ULC | Venmar | A230H75RT | 300 | 1.2 | 93 | 197 | 94 | 199 | 94 | 199 | 78 | 31 | 66 | 25 | Yes
HRVs | Venmar Ventilation ULC | Venmar | A230H75RS | 25 | 0.1 | 110 | 233 | 111 | 235 | 111 | 235 | 78 | 31 | 66 | 25 | Yes
HRVs | Venmar Ventilation ULC | Venmar | A230H75RS | 50 | 0.2 | 109 | 231 | 110 | 233 | 110 | 233 | 78 | 31 | 66 | 25 | Yes
HRVs | Venmar Ventilation ULC | Venmar | A230H75RS | 75 | 0.3 | 107 | 227 | 108 | 229 | 108 | 229 | 78 | 31 | 66 | 25 | Yes
HRVs | Venmar Ventilation ULC | Venmar | A230H75RS | 100 | 0.4 | 106 | 225 | 107 | 227 | 107 | 227 | 78 | 31 | 66 | 25 | Yes
HRVs | Venmar Ventilation ULC | Venmar | A230H75RS | 125 | 0.5 | 104 | 220 | 105 | 222 | 105 | 222 | 78 | 31 | 66 | 25 | Yes
HRVs | Venmar Ventilation ULC | Venmar | A230H75RS | 150 | 0.6 | 103 | 218 | 104 | 220 | 104 | 220 | 78 | 31 | 66 | 25 | Yes
HRVs | Venmar Ventilation ULC | Venmar | A230H75RS | 175 | 0.7 | 102 | 216 | 102 | 216 | 102 | 216 | 78 | 31 | 66 | 25 | Yes
HRVs | Venmar Ventilation ULC | Venmar | A230H75RS | 200 | 0.8 | 100 | 212 | 101 | 214 | 101 | 214 | 78 | 31 | 66 | 25 | Yes
HRVs | Venmar Ventilation ULC | Venmar | A230H75RS | 225 | 0.9 | 99 | 210 | 99 | 210 | 99 | 210 | 78 | 31 | 66 | 25 | Yes
HRVs | Venmar Ventilation ULC | Venmar | A230H75RS | 250 | 1.0 | 97 | 206 | 98 | 208 | 98 | 208 | 78 | 31 | 66 | 25 | Yes
HRVs | Venmar Ventilation ULC | Venmar | A230H75RS | 275 | 1.1 | 94 | 199 | 95 | 201 | 95 | 201 | 78 | 31 | 66 | 25 | Yes
HRVs | Venmar Ventilation ULC | Venmar | A230H75RS | 300 | 1.2 | 93 | 197 | 94 | 199 | 94 | 199 | 78 | 31 | 66 | 25 | Yes
HRVs | Venmar Ventilation ULC | Venmar | A160H75RT | 25 | 0.1 | 77 | 163 | 78 | 165 | 78 | 165 | 75 | 30 | 64 | 36 | Yes
HRVs | Venmar Ventilation ULC | Venmar | A160H75RT | 50 | 0.2 | 75 | 159 | 76 | 161 | 76 | 161 | 75 | 30 | 64 | 36 | Yes
HRVs | Venmar Ventilation ULC | Venmar | A160H75RT | 75 | 0.3 | 73 | 155 | 74 | 157 | 74 | 157 | 75 | 30 | 64 | 36 | Yes
HRVs | Venmar Ventilation ULC | Venmar | A160H75RT | 100 | 0.4 | 71 | 150 | 72 | 153 | 72 | 153 | 75 | 30 | 64 | 36 | Yes
HRVs | Venmar Ventilation ULC | Venmar | A160H75RT | 125 | 0.5 | 68 | 144 | 69 | 146 | 69 | 146 | 75 | 30 | 64 | 36 | Yes
HRVs | Venmar Ventilation ULC | Venmar | A160H75RT | 150 | 0.6 | 66 | 140 | 67 | 142 | 67 | 142 | 75 | 30 | 64 | 36 | Yes
HRVs | Venmar Ventilation ULC | Venmar | A160H75RT | 175 | 0.7 | 63 | 133 | 64 | 136 | 64 | 136 | 75 | 30 | 64 | 36 | Yes
HRVs | Venmar Ventilation ULC | Venmar | A160H75RT | 200 | 0.8 | 60 | 127 | 61 | 129 | 61 | 129 | 75 | 30 | 64 | 36 | Yes
HRVs | Venmar Ventilation ULC | Venmar | A160H75RT | 225 | 0.9 | 57 | 121 | 58 | 123 | 58 | 123 | 75 | 30 | 64 | 36 | Yes
HRVs | Venmar Ventilation ULC | Venmar | A160H75RT | 250 | 1.0 | 54 | 114 | 55 | 117 | 55 | 117 | 75 | 30 | 64 | 36 | Yes
HRVs | Venmar Ventilation ULC | Venmar | A160H75RS | 25 | 0.1 | 77 | 163 | 78 | 165 | 78 | 165 | 75 | 30 | 64 | 36 | Yes
HRVs | Venmar Ventilation ULC | Venmar | A160H75RS | 50 | 0.2 | 75 | 159 | 76 | 161 | 76 | 161 | 75 | 30 | 64 | 36 | Yes
HRVs | Venmar Ventilation ULC | Venmar | A160H75RS | 75 | 0.3 | 73 | 155 | 74 | 157 | 74 | 157 | 75 | 30 | 64 | 36 | Yes
HRVs | Venmar Ventilation ULC | Venmar | A160H75RS | 100 | 0.4 | 71 | 150 | 72 | 153 | 72 | 153 | 75 | 30 | 64 | 36 | Yes
HRVs | Venmar Ventilation ULC | Venmar | A160H75RS | 125 | 0.5 | 68 | 144 | 69 | 146 | 69 | 146 | 75 | 30 | 64 | 36 | Yes
HRVs | Venmar Ventilation ULC | Venmar | A160H75RS | 150 | 0.6 | 66 | 140 | 67 | 142 | 67 | 142 | 75 | 30 | 64 | 36 | Yes
HRVs | Venmar Ventilation ULC | Venmar | A160H75RS | 175 | 0.7 | 63 | 133 | 64 | 136 | 64 | 136 | 75 | 30 | 64 | 36 | Yes
HRVs | Venmar Ventilation ULC | Venmar | A160H75RS | 200 | 0.8 | 60 | 127 | 61 | 129 | 61 | 129 | 75 | 30 | 64 | 36 | Yes
HRVs | Venmar Ventilation ULC | Venmar | A160H75RS | 225 | 0.9 | 57 | 121 | 58 | 123 | 58 | 123 | 75 | 30 | 64 | 36 | Yes
HRVs | Venmar Ventilation ULC | Venmar | A160H75RS | 250 | 1.0 | 54 | 114 | 55 | 117 | 55 | 117 | 75 | 30 | 64 | 36 | Yes
HRVs | Venmar Ventilation ULC | Venmar | K8 HRV | 25 | 0.1 | 39 | 83 | 40 | 85 | 43 | 91 | 66 | 22 | 47 | 39 | No
HRVs | Venmar Ventilation ULC | Venmar | K8 HRV | 50 | 0.2 | 37 | 78 | 38 | 81 | 41 | 87 | 66 | 22 | 47 | 39 | No
HRVs | Venmar Ventilation ULC | Venmar | K8 HRV | 75 | 0.3 | 35 | 74 | 37 | 78 | 39 | 83 | 66 | 22 | 47 | 39 | No
HRVs | Venmar Ventilation ULC | Venmar | K8 HRV | 100 | 0.4 | 34 | 72 | 35 | 74 | 37 | 78 | 66 | 22 | 47 | 39 | No
HRVs | Venmar Ventilation ULC | Venmar | K8 HRV | 125 | 0.5 | 32 | 68 | 33 | 70 | 35 | 74 | 66 | 22 | 47 | 39 | No
HRVs | Venmar Ventilation ULC | Venmar | K8 HRV | 150 | 0.6 | 30 | 64 | 31 | 66 | 32 | 68 | 66 | 22 | 47 | 39 | No
HRVs | Venmar Ventilation ULC | Venmar | K8 HRV | 175 | 0.7 | 28 | 59 | 29 | 61 | 30 | 64 | 66 | 22 | 47 | 39 | No
HRVs | Venmar Ventilation ULC | Venmar | K8 HRV | 200 | 0.8 | 27 | 57 | 27 | 57 | 27 | 57 | 66 | 22 | 47 | 39 | No
HRVs | Venmar Ventilation ULC | Venmar | K8 HRV | 225 | 0.9 | 26 | 55 | 26 | 55 | 25 | 53 | 66 | 22 | 47 | 39 | No
HRVs | Venmar Ventilation ULC | Venmar | K10 HRV | 25 | 0.1 | 47 | 100 | 47 | 100 | 46 | 97 | 66 | 22 | 47 | 39 | No
HRVs | Venmar Ventilation ULC | Venmar | K10 HRV | 50 | 0.2 | 45 | 95 | 45 | 95 | 44 | 93 | 66 | 22 | 47 | 39 | No
HRVs | Venmar Ventilation ULC | Venmar | K10 HRV | 75 | 0.3 | 44 | 93 | 44 | 93 | 43 | 91 | 66 | 22 | 47 | 39 | No
HRVs | Venmar Ventilation ULC | Venmar | K10 HRV | 100 | 0.4 | 42 | 89 | 43 | 91 | 41 | 87 | 66 | 22 | 47 | 39 | No
HRVs | Venmar Ventilation ULC | Venmar | K10 HRV | 125 | 0.5 | 40 | 85 | 40 | 85 | 39 | 83 | 66 | 22 | 47 | 39 | No
HRVs | Venmar Ventilation ULC | Venmar | K10 HRV | 150 | 0.6 | 37 | 78 | 37 | 78 | 37 | 78 | 66 | 22 | 47 | 39 | No
HRVs | Venmar Ventilation ULC | Venmar | K10 HRV | 175 | 0.7 | 35 | 74 | 35 | 74 | 35 | 74 | 66 | 22 | 47 | 39 | No
HRVs | Venmar Ventilation ULC | Venmar | K10 HRV | 200 | 0.8 | 33 | 70 | 33 | 70 | 33 | 70 | 66 | 22 | 47 | 39 | No
HRVs | Venmar Ventilation ULC | Venmar | K10 HRV | 225 | 0.9 | 30 | 64 | 30 | 64 | 31 | 66 | 66 | 22 | 47 | 39 | No
HRVs | Venmar Ventilation ULC | Venmar | EVO5 700 HRV HEPA | 25 | 0.1 | 54 | 114 | 54 | 114 | 59 | 125 | 65 | 24 | 51 | 42 | No
HRVs | Venmar Ventilation ULC | Venmar | EVO5 700 HRV HEPA | 50 | 0.2 | 53 | 112 | 53 | 112 | 57 | 121 | 65 | 24 | 51 | 42 | No
HRVs | Venmar Ventilation ULC | Venmar | EVO5 700 HRV HEPA | 75 | 0.3 | 51 | 108 | 51 | 108 | 55 | 117 | 65 | 24 | 51 | 42 | No
HRVs | Venmar Ventilation ULC | Venmar | EVO5 700 HRV HEPA | 100 | 0.4 | 49 | 104 | 49 | 104 | 53 | 112 | 65 | 24 | 51 | 42 | No
HRVs | Venmar Ventilation ULC | Venmar | EVO5 700 HRV HEPA | 125 | 0.5 | 46 | 97 | 46 | 97 | 50 | 106 | 65 | 24 | 51 | 42 | No
HRVs | Venmar Ventilation ULC | Venmar | EVO5 700 HRV HEPA | 150 | 0.6 | 43 | 91 | 43 | 91 | 49 | 104 | 65 | 24 | 51 | 42 | No
HRVs | Venmar Ventilation ULC | Venmar | EVO5 700 HRV HEPA | 175 | 0.7 | 41 | 87 | 41 | 87 | 46 | 97 | 65 | 24 | 51 | 42 | No
HRVs | Venmar Ventilation ULC | Venmar | EVO5 700 HRV HEPA | 200 | 0.8 | 37 | 78 | 37 | 78 | 43 | 91 | 65 | 24 | 51 | 42 | No
HRVs | Venmar Ventilation ULC | Venmar | EVO5 700 HRV HEPA | 225 | 0.9 | 35 | 74 | 35 | 74 | 41 | 87 | 65 | 24 | 51 | 42 | No
HRVs | Venmar Ventilation ULC | Venmar | SOLO 2.0 ES HRV | 25 | 0.1 | 106 | 225 | 107 | 227 | 118 | 250 | 65 | 39 | 83 | 71 | No
HRVs | Venmar Ventilation ULC | Venmar | SOLO 2.0 ES HRV | 50 | 0.2 | 102 | 216 | 102 | 216 | 115 | 244 | 65 | 39 | 83 | 71 | No
HRVs | Venmar Ventilation ULC | Venmar | SOLO 2.0 ES HRV | 75 | 0.3 | 96 | 203 | 97 | 206 | 111 | 235 | 65 | 39 | 83 | 71 | No
HRVs | Venmar Ventilation ULC | Venmar | SOLO 2.0 ES HRV | 100 | 0.4 | 90 | 191 | 91 | 193 | 107 | 227 | 65 | 39 | 83 | 71 | No
HRVs | Venmar Ventilation ULC | Venmar | SOLO 2.0 ES HRV | 125 | 0.5 | 83 | 176 | 84 | 178 | 100 | 212 | 65 | 39 | 83 | 71 | No
HRVs | Venmar Ventilation ULC | Venmar | SOLO 2.0 ES HRV | 150 | 0.6 | 76 | 161 | 76 | 161 | 89 | 189 | 65 | 39 | 83 | 71 | No
HRVs | Venmar Ventilation ULC | Venmar | SOLO 2.0 ES HRV | 175 | 0.7 | 67 | 142 | 67 | 142 | 75 | 159 | 65 | 39 | 83 | 71 | No
HRVs | Venmar Ventilation ULC | Venmar | EVO5 500 HRV | 25 | 0.1 | 52 | 110 | 52 | 110 | 57 | 121 | 65 | 24 | 51 | 42 | No
HRVs | Venmar Ventilation ULC | Venmar | EVO5 500 HRV | 50 | 0.2 | 49 | 104 | 49 | 104 | 53 | 112 | 65 | 24 | 51 | 42 | No
HRVs | Venmar Ventilation ULC | Venmar | EVO5 500 HRV | 75 | 0.3 | 47 | 100 | 47 | 100 | 50 | 106 | 65 | 24 | 51 | 42 | No
HRVs | Venmar Ventilation ULC | Venmar | EVO5 500 HRV | 100 | 0.4 | 44 | 93 | 44 | 93 | 48 | 102 | 65 | 24 | 51 | 42 | No
HRVs | Venmar Ventilation ULC | Venmar | EVO5 500 HRV | 125 | 0.5 | 42 | 89 | 42 | 89 | 45 | 95 | 65 | 24 | 51 | 42 | No
HRVs | Venmar Ventilation ULC | Venmar | EVO5 500 HRV | 150 | 0.6 | 39 | 83 | 39 | 83 | 43 | 91 | 65 | 24 | 51 | 42 | No
HRVs | Venmar Ventilation ULC | Venmar | EVO5 500 HRV | 175 | 0.7 | 35 | 74 | 35 | 74 | 41 | 87 | 65 | 24 | 51 | 42 | No
HRVs | Venmar Ventilation ULC | Venmar | EVO5 500 HRV | 200 | 0.8 | 32 | 68 | 32 | 68 | 39 | 83 | 65 | 24 | 51 | 42 | No
HRVs | Venmar Ventilation ULC | Venmar | PRO 301 HRV | 25 | 0.1 | 52 | 110 | 52 | 110 | 57 | 121 | 65 | 24 | 51 | 42 | No
HRVs | Venmar Ventilation ULC | Venmar | PRO 301 HRV | 50 | 0.2 | 49 | 104 | 49 | 104 | 53 | 112 | 65 | 24 | 51 | 42 | No
HRVs | Venmar Ventilation ULC | Venmar | PRO 301 HRV | 75 | 0.3 | 47 | 100 | 47 | 100 | 50 | 106 | 65 | 24 | 51 | 42 | No
HRVs | Venmar Ventilation ULC | Venmar | PRO 301 HRV | 100 | 0.4 | 44 | 93 | 44 | 93 | 48 | 102 | 65 | 24 | 51 | 42 | No
HRVs | Venmar Ventilation ULC | Venmar | PRO 301 HRV | 125 | 0.5 | 42 | 89 | 42 | 89 | 45 | 95 | 65 | 24 | 51 | 42 | No
HRVs | Venmar Ventilation ULC | Venmar | PRO 301 HRV | 150 | 0.6 | 39 | 83 | 39 | 83 | 43 | 91 | 65 | 24 | 51 | 42 | No
HRVs | Venmar Ventilation ULC | Venmar | PRO 301 HRV | 175 | 0.7 | 35 | 74 | 35 | 74 | 41 | 87 | 65 | 24 | 51 | 42 | No
HRVs | Venmar Ventilation ULC | Venmar | PRO 301 HRV | 200 | 0.8 | 32 | 68 | 32 | 68 | 39 | 83 | 65 | 24 | 51 | 42 | No
HRVs | Venmar Ventilation ULC | Venmar AVS | X30HRV ECM | 25 | 0.1 | 131 | 278 | 132 | 280 | 136 | 288 | 75 | 30 | 64 | 18 | Yes
HRVs | Venmar Ventilation ULC | Venmar AVS | X30HRV ECM | 50 | 0.2 | 128 | 271 | 129 | 273 | 130 | 275 | 75 | 30 | 64 | 18 | Yes
HRVs | Venmar Ventilation ULC | Venmar AVS | X30HRV ECM | 75 | 0.3 | 124 | 263 | 125 | 265 | 124 | 263 | 75 | 30 | 64 | 18 | Yes
HRVs | Venmar Ventilation ULC | Venmar AVS | X30HRV ECM | 100 | 0.4 | 119 | 252 | 120 | 254 | 119 | 252 | 75 | 30 | 64 | 18 | Yes
HRVs | Venmar Ventilation ULC | Venmar AVS | X30HRV ECM | 125 | 0.5 | 114 | 242 | 115 | 244 | 114 | 242 | 75 | 30 | 64 | 18 | Yes
HRVs | Venmar Ventilation ULC | Venmar AVS | X30HRV ECM | 150 | 0.6 | 109 | 231 | 110 | 233 | 109 | 231 | 75 | 30 | 64 | 18 | Yes
HRVs | Venmar Ventilation ULC | Venmar AVS | X30HRV ECM | 175 | 0.7 | 104 | 220 | 104 | 220 | 104 | 220 | 75 | 30 | 64 | 18 | Yes
HRVs | Venmar Ventilation ULC | Venmar AVS | X30HRV ECM | 200 | 0.8 | 98 | 208 | 99 | 210 | 99 | 210 | 75 | 30 | 64 | 18 | Yes
HRVs | Venmar Ventilation ULC | Venmar AVS | X30HRV ECM | 225 | 0.9 | 93 | 197 | 94 | 199 | 93 | 197 | 75 | 30 | 64 | 18 | Yes
HRVs | Venmar Ventilation ULC | Venmar AVS | X30HRV ECM | 250 | 1.0 | 88 | 186 | 89 | 189 | 88 | 186 | 75 | 30 | 64 | 18 | Yes
HRVs | Venmar Ventilation ULC | Venmar AVS | X30HRV ECM | 275 | 1.1 | 83 | 176 | 84 | 178 | 82 | 174 | 75 | 30 | 64 | 18 | Yes
HRVs | Venmar Ventilation ULC | Venmar AVS | X24HRV ECM | 25 | 0.1 | 119 | 252 | 120 | 254 | 121 | 256 | 81 | 30 | 64 | 19 | Yes
HRVs | Venmar Ventilation ULC | Venmar AVS | X24HRV ECM | 50 | 0.2 | 116 | 246 | 116 | 246 | 117 | 248 | 81 | 30 | 64 | 19 | Yes
HRVs | Venmar Ventilation ULC | Venmar AVS | X24HRV ECM | 75 | 0.3 | 111 | 235 | 112 | 237 | 113 | 239 | 81 | 30 | 64 | 19 | Yes
HRVs | Venmar Ventilation ULC | Venmar AVS | X24HRV ECM | 100 | 0.4 | 107 | 227 | 107 | 227 | 108 | 229 | 81 | 30 | 64 | 19 | Yes
HRVs | Venmar Ventilation ULC | Venmar AVS | X24HRV ECM | 125 | 0.5 | 102 | 216 | 103 | 218 | 103 | 218 | 81 | 30 | 64 | 19 | Yes
HRVs | Venmar Ventilation ULC | Venmar AVS | X24HRV ECM | 150 | 0.6 | 97 | 206 | 98 | 208 | 98 | 208 | 81 | 30 | 64 | 19 | Yes
HRVs | Venmar Ventilation ULC | Venmar AVS | X24HRV ECM | 175 | 0.7 | 93 | 197 | 93 | 197 | 93 | 197 | 81 | 30 | 64 | 19 | Yes
HRVs | Venmar Ventilation ULC | Venmar AVS | X24HRV ECM | 200 | 0.8 | 88 | 186 | 88 | 186 | 88 | 186 | 81 | 30 | 64 | 19 | Yes
HRVs | Venmar Ventilation ULC | Venmar AVS | X24HRV ECM | 225 | 0.9 | 83 | 176 | 84 | 178 | 84 | 178 | 81 | 30 | 64 | 19 | Yes
HRVs | Venmar Ventilation ULC | Venmar AVS | X24HRV ECM | 250 | 1.0 | 79 | 167 | 79 | 167 | 79 | 167 | 81 | 30 | 64 | 19 | Yes
HRVs | Venmar Ventilation ULC | Venmar AVS | X24HRV ECM | 275 | 1.1 | 74 | 157 | 74 | 157 | 74 | 157 | 81 | 30 | 64 | 19 | Yes
ERVs | Venmar Ventilation ULC | Venmar AVS | X24ERV ECM | 25 | 0.1 | 110 | 233 | 111 | 235 | 113 | 239 | 83 | 30 | 64 | 21 | Yes
ERVs | Venmar Ventilation ULC | Venmar AVS | X24ERV ECM | 50 | 0.2 | 107 | 227 | 108 | 229 | 108 | 229 | 83 | 30 | 64 | 21 | Yes
ERVs | Venmar Ventilation ULC | Venmar AVS | X24ERV ECM | 75 | 0.3 | 103 | 218 | 105 | 222 | 105 | 222 | 83 | 30 | 64 | 21 | Yes
ERVs | Venmar Ventilation ULC | Venmar AVS | X24ERV ECM | 100 | 0.4 | 99 | 210 | 101 | 214 | 101 | 214 | 83 | 30 | 64 | 21 | Yes
ERVs | Venmar Ventilation ULC | Venmar AVS | X24ERV ECM | 125 | 0.5 | 96 | 203 | 97 | 206 | 97 | 206 | 83 | 30 | 64 | 21 | Yes
ERVs | Venmar Ventilation ULC | Venmar AVS | X24ERV ECM | 150 | 0.6 | 92 | 195 | 93 | 197 | 93 | 197 | 83 | 30 | 64 | 21 | Yes
ERVs | Venmar Ventilation ULC | Venmar AVS | X24ERV ECM | 175 | 0.7 | 87 | 184 | 89 | 189 | 89 | 189 | 83 | 30 | 64 | 21 | Yes
ERVs | Venmar Ventilation ULC | Venmar AVS | X24ERV ECM | 200 | 0.8 | 83 | 176 | 85 | 180 | 85 | 180 | 83 | 30 | 64 | 21 | Yes
ERVs | Venmar Ventilation ULC | Venmar AVS | X24ERV ECM | 225 | 0.9 | 79 | 167 | 81 | 172 | 81 | 172 | 83 | 30 | 64 | 21 | Yes
ERVs | Venmar Ventilation ULC | Venmar AVS | X24ERV ECM | 250 | 1.0 | 75 | 159 | 76 | 161 | 76 | 161 | 83 | 30 | 64 | 21 | Yes
ERVs | Venmar Ventilation ULC | Venmar AVS | X24ERV ECM | 275 | 1.1 | 71 | 150 | 72 | 153 | 72 | 153 | 83 | 30 | 64 | 21 | Yes
ERVs | Venmar Ventilation ULC | Venmar AVS | X30ERV ECM | 25 | 0.1 | 125 | 265 | 126 | 267 | 128 | 271 | 75 | 30 | 64 | 18 | Yes
ERVs | Venmar Ventilation ULC | Venmar AVS | X30ERV ECM | 50 | 0.2 | 122 | 259 | 124 | 263 | 125 | 265 | 75 | 30 | 64 | 18 | Yes
ERVs | Venmar Ventilation ULC | Venmar AVS | X30ERV ECM | 75 | 0.3 | 119 | 252 | 121 | 256 | 121 | 256 | 75 | 30 | 64 | 18 | Yes
ERVs | Venmar Ventilation ULC | Venmar AVS | X30ERV ECM | 100 | 0.4 | 115 | 244 | 116 | 246 | 116 | 246 | 75 | 30 | 64 | 18 | Yes
ERVs | Venmar Ventilation ULC | Venmar AVS | X30ERV ECM | 125 | 0.5 | 109 | 231 | 111 | 235 | 111 | 235 | 75 | 30 | 64 | 18 | Yes
ERVs | Venmar Ventilation ULC | Venmar AVS | X30ERV ECM | 150 | 0.6 | 104 | 220 | 105 | 222 | 105 | 222 | 75 | 30 | 64 | 18 | Yes
ERVs | Venmar Ventilation ULC | Venmar AVS | X30ERV ECM | 175 | 0.7 | 98 | 208 | 99 | 210 | 100 | 212 | 75 | 30 | 64 | 18 | Yes
ERVs | Venmar Ventilation ULC | Venmar AVS | X30ERV ECM | 200 | 0.8 | 92 | 195 | 93 | 197 | 94 | 199 | 75 | 30 | 64 | 18 | Yes
ERVs | Venmar Ventilation ULC | Venmar AVS | X30ERV ECM | 225 | 0.9 | 87 | 184 | 88 | 186 | 88 | 186 | 75 | 30 | 64 | 18 | Yes
ERVs | Venmar Ventilation ULC | Venmar AVS | X30ERV ECM | 250 | 1.0 | 82 | 174 | 82 | 174 | 83 | 176 | 75 | 30 | 64 | 18 | Yes
ERVs | Venmar Ventilation ULC | Venmar AVS | X30ERV ECM | 275 | 1.1 | 77 | 163 | 78 | 165 | 78 | 165 | 75 | 30 | 64 | 18 | Yes
ERVs | Vents-US | Vents | FRIGATE ERV 120 R EC | 25 | 0.1 | 71 | 150 | 73 | 155 | 69 | 146 | 71 | 24 | 51 | 18 | Yes
ERVs | Vents-US | Vents | FRIGATE ERV 120 R EC | 50 | 0.2 | 68 | 144 | 69 | 146 | 66 | 140 | 71 | 24 | 51 | 18 | Yes
ERVs | Vents-US | Vents | FRIGATE ERV 120 R EC | 75 | 0.3 | 66 | 140 | 67 | 142 | 63 | 133 | 71 | 24 | 51 | 18 | Yes
ERVs | Vents-US | Vents | FRIGATE ERV 120 R EC | 100 | 0.4 | 63 | 133 | 65 | 138 | 61 | 129 | 71 | 24 | 51 | 18 | Yes
ERVs | Vents-US | Vents | FRIGATE ERV 120 R EC | 125 | 0.5 | 61 | 129 | 63 | 133 | 58 | 123 | 71 | 24 | 51 | 18 | Yes
ERVs | Vents-US | Vents | FRIGATE ERV 120 R EC | 150 | 0.6 | 59 | 125 | 60 | 127 | 55 | 117 | 71 | 24 | 51 | 18 | Yes
ERVs | Vents-US | Vents | FRIGATE ERV 120 R EC | 175 | 0.7 | 56 | 119 | 58 | 123 | 52 | 110 | 71 | 24 | 51 | 18 | Yes
ERVs | Vents-US | Vents | FRIGATE ERV 120 R EC | 200 | 0.8 | 53 | 112 | 54 | 114 | 49 | 104 | 71 | 24 | 51 | 18 | Yes
ERVs | Vents-US | Vents | FRIGATE ERV 120 R EC | 225 | 0.9 | 48 | 102 | 49 | 104 | 44 | 93 | 71 | 24 | 51 | 18 | Yes
ERVs | Vents-US | Vents | FRIGATE ERV 120 R EC | 250 | 1.0 | 41 | 87 | 42 | 89 | 39 | 83 | 71 | 24 | 51 | 18 | Yes
ERVs | Vents-US | Vents | FRIGATE ERV 120 R | 25 | 0.1 | 64 | 136 | 65 | 138 | 66 | 140 | 68 | 24 | 51 | 64 | Yes
ERVs | Vents-US | Vents | FRIGATE ERV 120 R | 50 | 0.2 | 62 | 131 | 63 | 133 | 63 | 133 | 68 | 24 | 51 | 64 | Yes
ERVs | Vents-US | Vents | FRIGATE ERV 120 R | 75 | 0.3 | 59 | 125 | 61 | 129 | 60 | 127 | 68 | 24 | 51 | 64 | Yes
ERVs | Vents-US | Vents | FRIGATE ERV 120 R | 100 | 0.4 | 57 | 121 | 59 | 125 | 58 | 123 | 68 | 24 | 51 | 64 | Yes
ERVs | Vents-US | Vents | FRIGATE ERV 120 R | 125 | 0.5 | 55 | 117 | 57 | 121 | 56 | 119 | 68 | 24 | 51 | 64 | Yes
ERVs | Vents-US | Vents | FRIGATE ERV 120 R | 150 | 0.6 | 53 | 112 | 54 | 114 | 53 | 112 | 68 | 24 | 51 | 64 | Yes
ERVs | Vents-US | Vents | FRIGATE ERV 120 R | 175 | 0.7 | 51 | 108 | 52 | 110 | 50 | 106 | 68 | 24 | 51 | 64 | Yes
ERVs | Vents-US | Vents | FRIGATE ERV 120 R | 200 | 0.8 | 49 | 104 | 50 | 106 | 48 | 102 | 68 | 24 | 51 | 64 | Yes
ERVs | Vents-US | Vents | FRIGATE ERV 120 R | 225 | 0.9 | 46 | 97 | 47 | 100 | 45 | 95 | 68 | 24 | 51 | 64 | Yes
ERVs | Vents-US | Vents | FRIGATE ERV 120 R | 250 | 1.0 | 43 | 91 | 44 | 93 | 41 | 87 | 68 | 24 | 51 | 64 | Yes
ERVs | Vents-US | Vents | FRIGATE ERV 120 | 25 | 0.1 | 60 | 127 | 61 | 129 | 61 | 129 | 67 | 24 | 51 | 64 | Yes
ERVs | Vents-US | Vents | FRIGATE ERV 120 | 50 | 0.2 | 58 | 123 | 59 | 125 | 59 | 125 | 67 | 24 | 51 | 64 | Yes
ERVs | Vents-US | Vents | FRIGATE ERV 120 | 75 | 0.3 | 56 | 119 | 57 | 121 | 57 | 121 | 67 | 24 | 51 | 64 | Yes
ERVs | Vents-US | Vents | FRIGATE ERV 120 | 100 | 0.4 | 54 | 114 | 55 | 117 | 55 | 117 | 67 | 24 | 51 | 64 | Yes
ERVs | Vents-US | Vents | FRIGATE ERV 120 | 125 | 0.5 | 52 | 110 | 53 | 112 | 53 | 112 | 67 | 24 | 51 | 64 | Yes
ERVs | Vents-US | Vents | FRIGATE ERV 120 | 150 | 0.6 | 50 | 106 | 52 | 110 | 51 | 108 | 67 | 24 | 51 | 64 | Yes
ERVs | Vents-US | Vents | FRIGATE ERV 120 | 175 | 0.7 | 48 | 102 | 49 | 104 | 49 | 104 | 67 | 24 | 51 | 64 | Yes
ERVs | Vents-US | Vents | FRIGATE ERV 120 | 200 | 0.8 | 46 | 97 | 47 | 100 | 47 | 100 | 67 | 24 | 51 | 64 | Yes
ERVs | Vents-US | Vents | FRIGATE ERV 120 | 225 | 0.9 | 43 | 91 | 44 | 93 | 44 | 93 | 67 | 24 | 51 | 64 | Yes
ERVs | Vents-US | Vents | FRIGATE ERV 120 | 250 | 1.0 | 40 | 85 | 40 | 85 | 41 | 87 | 67 | 24 | 51 | 64 | Yes
ERVs | Vents-US | Vents | FRIGATE ERV 120 EC | 25 | 0.1 | 76 | 161 | 78 | 165 | 78 | 165 | 71 | 23 | 49 | 18 | Yes
ERVs | Vents-US | Vents | FRIGATE ERV 120 EC | 50 | 0.2 | 74 | 157 | 76 | 161 | 76 | 161 | 71 | 23 | 49 | 18 | Yes
ERVs | Vents-US | Vents | FRIGATE ERV 120 EC | 75 | 0.3 | 73 | 155 | 74 | 157 | 74 | 157 | 71 | 23 | 49 | 18 | Yes
ERVs | Vents-US | Vents | FRIGATE ERV 120 EC | 100 | 0.4 | 71 | 150 | 73 | 155 | 73 | 155 | 71 | 23 | 49 | 18 | Yes
ERVs | Vents-US | Vents | FRIGATE ERV 120 EC | 125 | 0.5 | 69 | 146 | 71 | 150 | 71 | 150 | 71 | 23 | 49 | 18 | Yes
ERVs | Vents-US | Vents | FRIGATE ERV 120 EC | 150 | 0.6 | 68 | 144 | 70 | 148 | 70 | 148 | 71 | 23 | 49 | 18 | Yes
ERVs | Vents-US | Vents | FRIGATE ERV 120 EC | 175 | 0.7 | 67 | 142 | 68 | 144 | 69 | 146 | 71 | 23 | 49 | 18 | Yes
ERVs | Vents-US | Vents | FRIGATE ERV 120 EC | 200 | 0.8 | 65 | 138 | 67 | 142 | 68 | 144 | 71 | 23 | 49 | 18 | Yes
ERVs | Vents-US | Vents | FRIGATE ERV 120 EC | 225 | 0.9 | 64 | 136 | 66 | 140 | 67 | 142 | 71 | 23 | 49 | 18 | Yes
ERVs | Vents-US | Vents | FRIGATE ERV 120 EC | 250 | 1.0 | 63 | 133 | 65 | 138 | 65 | 138 | 71 | 23 | 49 | 18 | Yes
ERVs | Vents-US | Vents | FRIGATE ERV 80 R | 25 | 0.1 | 44 | 93 | 47 | 100 | 41 | 87 | 65 | 19 | 40 | 40 | Yes
ERVs | Vents-US | Vents | FRIGATE ERV 80 R | 50 | 0.2 | 39 | 83 | 42 | 89 | 35 | 74 | 65 | 19 | 40 | 40 | Yes
ERVs | Vents-US | Vents | FRIGATE ERV 80 R | 75 | 0.3 | 34 | 72 | 36 | 76 | 29 | 61 | 65 | 19 | 40 | 40 | Yes
ERVs | Vents-US | Vents | FRIGATE ERV 80 R | 100 | 0.4 | 29 | 61 | 31 | 66 | 23 | 49 | 65 | 19 | 40 | 40 | Yes
ERVs | Vents-US | Vents | FRIGATE ERV 80 | 25 | 0.1 | 40 | 85 | 41 | 87 | 39 | 83 |  |  |  |  | Yes
ERVs | Vents-US | Vents | FRIGATE ERV 80 | 50 | 0.2 | 36 | 76 | 36 | 76 | 34 | 72 |  |  |  |  | Yes
ERVs | Vents-US | Vents | FRIGATE ERV 80 | 75 | 0.3 | 31 | 66 | 31 | 66 | 28 | 59 |  |  |  |  | Yes
ERVs | Vents-US | Vents | FRIGATE ERV 80 | 100 | 0.4 | 25 | 53 | 26 | 55 | 22 | 47 | 64 | 20 | 42 | 38 | Yes
ERVs | Vents-US | Vents | FRIGATE ERV 80 | 125 | 0.5 | 20 | 42 | 20 | 42 | 17 | 36 |  |  |  |  | Yes
ERVs | Vents-US | Vents | FRIGATE ERV 150 | 25 | 0.1 | 84 | 178 | 85 | 180 | 83 | 176 | 66 | 31 | 66 | 102 | Yes
ERVs | Vents-US | Vents | FRIGATE ERV 150 | 50 | 0.2 | 79 | 167 | 80 | 170 | 79 | 167 | 66 | 31 | 66 | 102 | Yes
ERVs | Vents-US | Vents | FRIGATE ERV 150 | 75 | 0.3 | 75 | 159 | 76 | 161 | 74 | 157 | 66 | 31 | 66 | 102 | Yes
ERVs | Vents-US | Vents | FRIGATE ERV 150 | 100 | 0.4 | 71 | 150 | 72 | 153 | 69 | 146 | 66 | 31 | 66 | 102 | Yes
ERVs | Vents-US | Vents | FRIGATE ERV 150 | 125 | 0.5 | 67 | 142 | 67 | 142 | 64 | 136 | 66 | 31 | 66 | 102 | Yes
ERVs | Vents-US | Vents | FRIGATE ERV 150 | 150 | 0.6 | 62 | 131 | 63 | 133 | 60 | 127 | 66 | 31 | 66 | 102 | Yes
ERVs | Vents-US | Vents | FRIGATE ERV 150 | 175 | 0.7 | 58 | 123 | 58 | 123 | 55 | 117 | 66 | 31 | 66 | 102 | Yes
ERVs | Vents-US | Vents | FRIGATE ERV 150 | 200 | 0.8 | 53 | 112 | 53 | 112 | 50 | 106 | 66 | 31 | 66 | 102 | Yes
ERVs | Vents-US | Vents | FRIGATE ERV 150 | 225 | 0.9 | 48 | 102 | 49 | 104 | 46 | 97 | 66 | 31 | 66 | 102 | Yes
ERVs | Vents-US | Vents | FRIGATE ERV 150 | 250 | 1.0 | 43 | 91 | 43 | 91 | 41 | 87 | 66 | 31 | 66 | 102 | Yes
ERVs | Zehnder America | Zehnder | CAQ350ERV | 25 | 0.1 | 95 | 201 | 96 | 203 | 96 | 203 | 83 | 45 | 95 | 28 | No
ERVs | Zehnder America | Zehnder | CAQ350ERV | 50 | 0.2 | 95 | 201 | 96 | 203 | 97 | 206 | 83 | 45 | 95 | 28 | No
ERVs | Zehnder America | Zehnder | CAQ350ERV | 75 | 0.3 | 96 | 203 | 96 | 203 | 97 | 206 | 83 | 45 | 95 | 28 | No
ERVs | Zehnder America | Zehnder | CAQ350ERV | 100 | 0.4 | 96 | 203 | 96 | 203 | 97 | 206 | 83 | 45 | 95 | 28 | No
ERVs | Zehnder America | Zehnder | CAQ350ERV | 125 | 0.5 | 96 | 203 | 96 | 203 | 97 | 206 | 83 | 45 | 95 | 28 | No
ERVs | Zehnder America | Zehnder | CAQ350ERV | 150 | 0.6 | 95 | 201 | 96 | 203 | 97 | 206 | 83 | 45 | 95 | 28 | No
ERVs | Zehnder America | Zehnder | CAQ350ERV | 175 | 0.7 | 95 | 201 | 96 | 203 | 97 | 206 | 83 | 45 | 95 | 28 | No
ERVs | Zehnder America | Zehnder | CAQ350ERV | 200 | 0.8 | 95 | 201 | 96 | 203 | 97 | 206 | 83 | 45 | 95 | 28 | No
ERVs | Zehnder America | Zehnder | CAQ350ERV | 225 | 0.9 | 95 | 201 | 96 | 203 | 97 | 206 | 83 | 45 | 95 | 28 | No
ERVs | Zehnder America | Zehnder | CAQ350ERV | 250 | 1.0 | 95 | 201 | 96 | 203 | 96 | 203 | 83 | 45 | 95 | 28 | No
ERVs | Zehnder America | Zehnder | CAQ450ERV | 25 | 0.1 | 123 | 261 | 124 | 263 | 125 | 265 | 81 | 59 | 125 | 30 | No
ERVs | Zehnder America | Zehnder | CAQ450ERV | 50 | 0.2 | 123 | 261 | 124 | 263 | 125 | 265 | 81 | 59 | 125 | 30 | No
ERVs | Zehnder America | Zehnder | CAQ450ERV | 75 | 0.3 | 124 | 263 | 125 | 265 | 125 | 265 | 81 | 59 | 125 | 30 | No
ERVs | Zehnder America | Zehnder | CAQ450ERV | 100 | 0.4 | 124 | 263 | 125 | 265 | 125 | 265 | 81 | 59 | 125 | 30 | No
ERVs | Zehnder America | Zehnder | CAQ450ERV | 125 | 0.5 | 124 | 263 | 125 | 265 | 125 | 265 | 81 | 59 | 125 | 30 | No
ERVs | Zehnder America | Zehnder | CAQ450ERV | 150 | 0.6 | 124 | 263 | 125 | 265 | 125 | 265 | 81 | 59 | 125 | 30 | No
ERVs | Zehnder America | Zehnder | CAQ450ERV | 175 | 0.7 | 124 | 263 | 124 | 263 | 125 | 265 | 81 | 59 | 125 | 30 | No
ERVs | Zehnder America | Zehnder | CAQ450ERV | 200 | 0.8 | 123 | 261 | 124 | 263 | 125 | 265 | 81 | 59 | 125 | 30 | No
ERVs | Zehnder America | Zehnder | CAQ450ERV | 225 | 0.9 | 123 | 261 | 124 | 263 | 125 | 265 | 81 | 59 | 125 | 30 | No
ERVs | Zehnder America | Zehnder | CAQ450ERV | 250 | 1.0 | 123 | 261 | 124 | 263 | 125 | 265 | 81 | 59 | 125 | 30 | No
ERVs | Zehnder America | Zehnder | CAQ600ERV | 75 | 0.3 | 155 | 328 | 157 | 333 | 155 | 328 | 78 | 78 | 165 | 58 | No
ERVs | Zehnder America | Zehnder | CAQ600ERV | 100 | 0.4 | 155 | 328 | 157 | 333 | 155 | 328 | 78 | 78 | 165 | 58 | No
ERVs | Zehnder America | Zehnder | CAQ600ERV | 125 | 0.5 | 155 | 328 | 157 | 333 | 154 | 326 | 78 | 78 | 165 | 58 | No
ERVs | Zehnder America | Zehnder | CAQ600ERV | 150 | 0.6 | 155 | 328 | 157 | 333 | 154 | 326 | 78 | 78 | 165 | 58 | No
ERVs | Zehnder America | Zehnder | CAQ600ERV | 175 | 0.7 | 155 | 328 | 156 | 331 | 154 | 326 | 78 | 78 | 165 | 58 | No
ERVs | Zehnder America | Zehnder | CAQ600ERV | 200 | 0.8 | 155 | 328 | 156 | 331 | 154 | 326 | 78 | 78 | 165 | 58 | No
ERVs | Zehnder America | Zehnder | CAQ600ERV | 225 | 0.9 | 155 | 328 | 156 | 331 | 154 | 326 | 78 | 78 | 165 | 58 | No
ERVs | Zehnder America | Zehnder | CAQ600ERV | 250 | 1.0 | 154 | 326 | 156 | 331 | 154 | 326 | 78 | 78 | 165 | 58 | No
ERVs | Zehnder America | Zehnder | CAQ600ERV | 275 | 1.1 | 154 | 326 | 156 | 331 | 154 | 326 | 78 | 78 | 165 | 58 | No
ERVs | Zehnder America | Zehnder | CAQ600ERV | 300 | 1.2 | 154 | 326 | 156 | 331 | 154 | 326 | 78 | 78 | 165 | 58 | No
ERVs | Zehnder America | Zehnder | ComfoAir200ULRLuxeERV | 25 | 0.1 | 87 | 184 | 90 | 191 | 87 | 184 | 77 | 30 | 64 | 28 | No
ERVs | Zehnder America | Zehnder | ComfoAir200ULRLuxeERV | 50 | 0.2 | 84 | 178 | 87 | 184 | 84 | 178 | 77 | 30 | 64 | 28 | No
ERVs | Zehnder America | Zehnder | ComfoAir200ULRLuxeERV | 75 | 0.3 | 81 | 172 | 84 | 178 | 81 | 172 | 77 | 30 | 64 | 28 | No
ERVs | Zehnder America | Zehnder | ComfoAir200ULRLuxeERV | 100 | 0.4 | 79 | 167 | 82 | 174 | 78 | 165 | 77 | 30 | 64 | 28 | No
ERVs | Zehnder America | Zehnder | ComfoAir200ULRLuxeERV | 125 | 0.5 | 77 | 163 | 79 | 167 | 75 | 159 | 77 | 30 | 64 | 28 | No
ERVs | Zehnder America | Zehnder | ComfoAir200ULRLuxeERV | 150 | 0.6 | 74 | 157 | 77 | 163 | 71 | 150 | 77 | 30 | 64 | 28 | No
ERVs | Zehnder America | Zehnder | ComfoAir200ULRLuxeERV | 175 | 0.7 | 72 | 153 | 75 | 159 | 68 | 144 | 77 | 30 | 64 | 28 | No
ERVs | Zehnder America | Zehnder | ComfoAir200ULRLuxeERV | 200 | 0.8 | 70 | 148 | 72 | 153 | 64 | 136 | 77 | 30 | 64 | 28 | No
ERVs | Zehnder America | Zehnder | ComfoAir200ULRLuxeERV | 225 | 0.9 | 67 | 142 | 70 | 148 | 60 | 127 | 77 | 30 | 64 | 28 | No
ERVs | Zehnder America | Zehnder | ComfoAir200ULRLuxeERV | 250 | 1.0 | 64 | 136 | 66 | 140 | 56 | 119 | 77 | 30 | 64 | 28 | No
ERVs | Zehnder America | Zehnder | ComfoAir200ULRLuxeERV | 275 | 1.1 | 60 | 127 | 62 | 131 | 51 | 108 | 77 | 30 | 64 | 28 | No
ERVs | Zehnder America | Zehnder | ComfoAir200ULRLuxeERV | 300 | 1.2 | 55 | 117 | 57 | 121 | 46 | 97 | 77 | 30 | 64 | 28 | No
HRVs | Zehnder America | Zehnder | CA350HRV | 100 | 0.4 | 111 | 235 | 112 | 237 | 117 | 248 | 88 | 31 | 66 | 20 | No
HRVs | Zehnder America | Zehnder | CA350HRV | 25 | 0.1 | 123 | 261 | 123 | 261 | 126 | 267 | 88 | 31 | 66 | 20 | No
HRVs | Zehnder America | Zehnder | CA350HRV | 50 | 0.2 | 119 | 252 | 119 | 252 | 124 | 263 | 88 | 31 | 66 | 20 | No
HRVs | Zehnder America | Zehnder | CA350HRV | 75 | 0.3 | 115 | 244 | 115 | 244 | 121 | 256 | 88 | 31 | 66 | 20 | No
HRVs | Zehnder America | Zehnder | CA350HRV | 125 | 0.5 | 108 | 229 | 109 | 231 | 113 | 239 | 88 | 31 | 66 | 20 | No
HRVs | Zehnder America | Zehnder | CA350HRV | 150 | 0.6 | 105 | 222 | 105 | 222 | 109 | 231 | 88 | 31 | 66 | 20 | No
HRVs | Zehnder America | Zehnder | CA350HRV | 175 | 0.7 | 102 | 216 | 102 | 216 | 105 | 222 | 88 | 31 | 66 | 20 | No
HRVs | Zehnder America | Zehnder | CA350HRV | 200 | 0.8 | 99 | 210 | 99 | 210 | 102 | 216 | 88 | 31 | 66 | 20 | No
HRVs | Zehnder America | Zehnder | CA350HRV | 225 | 0.9 | 96 | 203 | 96 | 203 | 100 | 212 | 88 | 31 | 66 | 20 | No
HRVs | Zehnder America | Zehnder | CA350HRV | 250 | 1.0 | 94 | 199 | 94 | 199 | 98 | 208 | 88 | 31 | 66 | 20 | No
HRVs | Zehnder America | Zehnder | CA200HRV | 25 | 0.1 | 83 | 176 | 84 | 178 | 78 | 165 |  |  |  |  | No
HRVs | Zehnder America | Zehnder | CA200HRV | 50 | 0.2 | 78 | 165 | 79 | 167 | 75 | 159 |  |  |  |  | No
HRVs | Zehnder America | Zehnder | CA200HRV | 75 | 0.3 | 74 | 157 | 74 | 157 | 73 | 155 |  |  |  |  | No
HRVs | Zehnder America | Zehnder | CA200HRV | 100 | 0.4 | 69 | 146 | 70 | 148 | 70 | 148 | 86 | 31 | 66 | 34 | No
HRVs | Zehnder America | Zehnder | CA200HRV | 125 | 0.5 | 64 | 136 | 65 | 138 | 67 | 142 |  |  |  |  | No
HRVs | Zehnder America | Zehnder | CA200HRV | 150 | 0.6 | 59 | 125 | 60 | 127 | 64 | 136 |  |  |  |  | No
HRVs | Zehnder America | Zehnder | CA200HRV | 175 | 0.7 | 54 | 114 | 55 | 117 | 61 | 129 |  |  |  |  | No
HRVs | Zehnder America | Zehnder | CA200HRV | 200 | 0.8 | 49 | 104 | 49 | 104 | 58 | 123 |  |  |  |  | No
HRVs | Zehnder America | Zehnder | CA200HRV | 225 | 0.9 | 43 | 91 | 44 | 93 | 54 | 114 |  |  |  |  | No
HRVs | Zehnder America | Zehnder | CA200HRV | 250 | 1.0 | 38 | 81 | 38 | 81 | 50 | 106 |  |  |  |  | No
HRVs | Zehnder America | Zehnder | CA200HRV | 275 | 1.1 | 32 | 68 | 32 | 68 | 45 | 95 |  |  |  |  | No
HRVs | Zehnder America | Zehnder | CA200HRV | 300 | 1.2 | 25 | 53 | 26 | 55 | 40 | 85 |  |  |  |  | No
HRVs | Zehnder America | Zehnder | CAQ350 HRV | 25 | 0.1 | 92 | 195 | 95 | 201 | 98 | 208 | 92 | 46 | 97 | 30 | Yes
HRVs | Zehnder America | Zehnder | CAQ350 HRV | 50 | 0.2 | 92 | 195 | 95 | 201 | 98 | 208 | 92 | 46 | 97 | 30 | Yes
HRVs | Zehnder America | Zehnder | CAQ350 HRV | 75 | 0.3 | 92 | 195 | 95 | 201 | 98 | 208 | 92 | 46 | 97 | 30 | Yes
HRVs | Zehnder America | Zehnder | CAQ350 HRV | 100 | 0.4 | 92 | 195 | 95 | 201 | 98 | 208 | 92 | 46 | 97 | 30 | Yes
HRVs | Zehnder America | Zehnder | CAQ350 HRV | 125 | 0.5 | 92 | 195 | 94 | 199 | 98 | 208 | 92 | 46 | 97 | 30 | Yes
HRVs | Zehnder America | Zehnder | CAQ350 HRV | 150 | 0.6 | 92 | 195 | 94 | 199 | 98 | 208 | 92 | 46 | 97 | 30 | Yes
HRVs | Zehnder America | Zehnder | CAQ350 HRV | 175 | 0.7 | 92 | 195 | 94 | 199 | 98 | 208 | 92 | 46 | 97 | 30 | Yes
HRVs | Zehnder America | Zehnder | CAQ350 HRV | 200 | 0.8 | 91 | 193 | 94 | 199 | 98 | 208 | 92 | 46 | 97 | 30 | Yes
HRVs | Zehnder America | Zehnder | CAQ350 HRV | 225 | 0.9 | 91 | 193 | 94 | 199 | 98 | 208 | 92 | 46 | 97 | 30 | Yes
HRVs | Zehnder America | Zehnder | CAQ350 HRV | 250 | 1.0 | 91 | 193 | 93 | 197 | 98 | 208 | 92 | 46 | 97 | 30 | Yes
HRVs | Zehnder America | Zehnder | CAQ450 HRV | 25 | 0.1 | 94 | 199 | 125 | 265 | 125 | 265 | 89 | 58 | 123 | 34 | Yes
HRVs | Zehnder America | Zehnder | CAQ450 HRV | 50 | 0.2 | 94 | 199 | 125 | 265 | 125 | 265 | 89 | 58 | 123 | 34 | Yes
HRVs | Zehnder America | Zehnder | CAQ450 HRV | 75 | 0.3 | 94 | 199 | 125 | 265 | 125 | 265 | 89 | 58 | 123 | 34 | Yes
HRVs | Zehnder America | Zehnder | CAQ450 HRV | 100 | 0.4 | 94 | 199 | 125 | 265 | 125 | 265 | 89 | 58 | 123 | 34 | Yes
HRVs | Zehnder America | Zehnder | CAQ450 HRV | 125 | 0.5 | 94 | 199 | 125 | 265 | 125 | 265 | 89 | 58 | 123 | 34 | Yes
HRVs | Zehnder America | Zehnder | CAQ450 HRV | 150 | 0.6 | 94 | 199 | 125 | 265 | 125 | 265 | 89 | 58 | 123 | 34 | Yes
HRVs | Zehnder America | Zehnder | CAQ450 HRV | 175 | 0.7 | 94 | 199 | 125 | 265 | 125 | 265 | 89 | 58 | 123 | 34 | Yes
HRVs | Zehnder America | Zehnder | CAQ450 HRV | 200 | 0.8 | 94 | 199 | 125 | 265 | 125 | 265 | 89 | 58 | 123 | 34 | Yes
HRVs | Zehnder America | Zehnder | CAQ450 HRV | 225 | 0.9 | 94 | 199 | 125 | 265 | 125 | 265 | 89 | 58 | 123 | 34 | Yes
HRVs | Zehnder America | Zehnder | CAQ450 HRV | 250 | 1.0 | 95 | 201 | 126 | 267 | 125 | 265 | 89 | 58 | 123 | 34 | Yes
HRVs | Zehnder America | Zehnder | CAQ600 HRV | 75 | 0.3 | 148 | 314 | 152 | 322 | 150 | 318 | 86 | 79 | 167 | 72 | Yes
HRVs | Zehnder America | Zehnder | CAQ600 HRV | 100 | 0.4 | 147 | 311 | 152 | 322 | 150 | 318 | 86 | 79 | 167 | 72 | Yes
HRVs | Zehnder America | Zehnder | CAQ600 HRV | 125 | 0.5 | 147 | 311 | 152 | 322 | 150 | 318 | 86 | 79 | 167 | 72 | Yes
HRVs | Zehnder America | Zehnder | CAQ600 HRV | 150 | 0.6 | 147 | 311 | 152 | 322 | 150 | 318 | 86 | 79 | 167 | 72 | Yes
HRVs | Zehnder America | Zehnder | CAQ600 HRV | 175 | 0.7 | 147 | 311 | 152 | 322 | 150 | 318 | 86 | 79 | 167 | 72 | Yes
HRVs | Zehnder America | Zehnder | CAQ600 HRV | 200 | 0.8 | 147 | 311 | 151 | 320 | 150 | 318 | 86 | 79 | 167 | 72 | Yes
HRVs | Zehnder America | Zehnder | CAQ600 HRV | 225 | 0.9 | 147 | 311 | 151 | 320 | 149 | 316 | 86 | 79 | 167 | 72 | Yes
HRVs | Zehnder America | Zehnder | CAQ600 HRV | 250 | 1.0 | 147 | 311 | 151 | 320 | 149 | 316 | 86 | 79 | 167 | 72 | Yes
HRVs | Zehnder America | Zehnder | CAQ600 HRV | 275 | 1.1 | 147 | 311 | 151 | 320 | 149 | 316 | 86 | 79 | 167 | 72 | Yes
HRVs | Zehnder America | Zehnder | CAQ600 HRV | 300 | 1.2 | 147 | 311 | 151 | 320 | 149 | 316 | 86 | 79 | 167 | 72 | Yes