## HVIProdData
* Notice: The HVI Certified Products Directory (CPD) is an approved certification database for determining whether a residential ventilating fan
RVF as defined by the state meets the minimum efficiency standards and is eligible for sale in the following states: VT and NY.
For other states that have established minimum efficiency standards for all RVFs sold in the state
the HVI CPD is for informational use only and RVF compliance should be confirmed in that state's approved certification database.
Consult the state's law for any additional requirements which RVFs must meet before being approved for sale in that state.
This site should not be relied upon or construed as legal advice.
Any external resources provided below are for information purposes only.
Data on this spreadsheet was generated on Fri Dec 5 2025 at 11:09:16
New | Product Category | Product Subcategory | Brand Owner | Brand Name | Model | Hood Width | NIA | Exterior Termination | Ducting | Discharge | Speed | SP (in w.g.) | Rated Airflow (cfm) | Rated Sound(Sones) | Input Power (watts) | Rated Efficacy (cfm/W) | ENERGY STAR | Meets OR Efficiency Requirements | Meets VT Efficiency Requirements | Meets DC - MD - NJ - NV - NY - RI Efficiency Requirements | Meets MA - WA Efficiency Requirements | Meets CO Efficiency Requirements | HVID
| Bathroom Exhaust Fans |  | 1HVAC | ACiQ | AEP80 |  | 0 |  | 6" | Horizontal | HS | 0.1 | 80 | 0.7 | 24 |  | Yes | Yes | Yes | Yes | Yes | Yes | 1008146
| Bathroom Exhaust Fans |  | 1HVAC | ACiQ | AEP80 |  | 0 |  | 6" | Horizontal | HS | 0.25 | 59 |  |  |  | Yes | Yes | Yes | Yes | Yes | Yes | 1008146
| Bathroom Exhaust Fans |  | Guangdong Wintek Science and Technology Co. Ltd. | Wintek | BPT15B-80H2 |  | 0 |  | 4" | Horizontal | HS | 0.1 | 80 | 0.3 | 25 |  | Yes | Yes | Yes | Yes | Yes | Yes | 1008176
| Bathroom Exhaust Fans |  | Guangdong Wintek Science and Technology Co. Ltd. | Wintek | BPT15B-80H2 |  | 0 |  | 4" | Horizontal | HS | 0.25 | 60 |  |  |  | Yes | Yes | Yes | Yes | Yes | Yes | 1008176
| Bathroom Exhaust Fans |  | Groupe BMR Inc. | OPAZ | 0025168 |  | 0 |  | 4" | Horizontal | HS | 0.25 | 99 |  |  |  | NO | Yes | Yes | Yes | Yes | Yes | 1008379
| Bathroom Exhaust Fans |  | Groupe BMR Inc. | OPAZ | 0025168 |  | 0 |  | 4" | Horizontal | HS | 0.1 | 110 | 1.3 | 26 |  | NO | Yes | Yes | Yes | Yes | Yes | 1008379
| Bathroom Exhaust Fans |  | Groupe BMR Inc. | OPAZ | 0025169 |  | 0 |  | 4" | Horizontal | HS | 0.25 | 81 |  |  |  | NO | Yes | Yes | Yes | Yes | Yes | 1008380
| Bathroom Exhaust Fans |  | Groupe BMR Inc. | OPAZ | 0025169 |  | 0 |  | 4" | Horizontal | HS | 0.1 | 90 | 0.8 | 23 |  | NO | Yes | Yes | Yes | Yes | Yes | 1008380
| Bathroom Exhaust Fans |  | Groupe BMR Inc. | OPAZ | 0025170 |  | 0 |  | 4" | Horizontal | HS | 0.25 | 54 |  |  |  | NO | Yes | Yes | Yes | Yes | Yes | 1008390
| Bathroom Exhaust Fans |  | Groupe BMR Inc. | OPAZ | 0025170 |  | 0 |  | 4" | Horizontal | HS | 0.1 | 70 | 0.6 | 17 |  | NO | Yes | Yes | Yes | Yes | Yes | 1008390
| Kitchen Range Hoods | Microwave | IKEA of Sweden AB | IKEA | 004.621.66 | 30 | 0 |  | 3 1/4" x 10" | Vertical | WS | 0.036 | 100 | 1.3 |  |  | NO | N/A | N/A | N/A | N/A | N/A | 4505961
| Kitchen Range Hoods | Microwave | IKEA of Sweden AB | IKEA | 004.621.66 | 30 | 0 |  | 3 1/4" x 10" | Vertical | HS | 0.1 | 170 | 4 |  |  | NO | N/A | N/A | N/A | N/A | N/A | 4505961
| Kitchen Range Hoods | Microwave | IKEA of Sweden AB | IKEA | 004.621.66 | 30 | 0 |  | 3 1/4" x 10" | Horizontal | WS | 0.036 | 100 | 1.4 |  |  | NO | N/A | N/A | N/A | N/A | N/A | 4505961
| Kitchen Range Hoods | Microwave | IKEA of Sweden AB | IKEA | 004.621.66 | 30 | 0 |  | 3 1/4" x 10" | Horizontal | HS | 0.1 | 160 | 4 |  |  | NO | N/A | N/A | N/A | N/A | N/A | 4505961
| Kitchen Range Hoods | Microwave | IKEA of Sweden AB | IKEA | 005.876.18 | 30 | 0 |  | 3 1/4" X 10" | Horizontal | WS | 0.019 | 110 | 2 |  |  | NO | N/A | N/A | N/A | N/A | N/A | 4508364
| Kitchen Range Hoods | Microwave | IKEA of Sweden AB | IKEA | 005.876.18 | 30 | 0 |  | 3 1/4" X 10" | Vertical | WS | 0.029 | 130 | 2 |  |  | NO | N/A | N/A | N/A | N/A | N/A | 4508364
| Kitchen Range Hoods | Microwave | IKEA of Sweden AB | IKEA | 005.876.18 | 30 | 0 |  | 3 1/4" X 10" | Vertical | HS | 0.1 | 250 | 6 |  |  | NO | N/A | N/A | N/A | N/A | N/A | 4508364
| Kitchen Range Hoods | Microwave | IKEA of Sweden AB | IKEA | 005.876.18 | 30 | 0 |  | 3 1/4" X 10" | Horizontal | HS | 0.1 | 240 | 7.5 |  |  | NO | N/A | N/A | N/A | N/A | N/A | 4508364
| Kitchen Range Hoods | Undercabinet | Reversomatic Manufacturing Ltd. | Reversomatic | 1000-160 | 24 | 0 |  | 3 1/4" X 10" | Vertical | HS | 0.1 | 120 | 7 |  |  | NO | N/A | N/A | N/A | N/A | N/A | 4506842
| Kitchen Range Hoods | Undercabinet | Reversomatic Manufacturing Ltd. | Reversomatic | 1000-225 | 24 | 0 |  | 3 1/4" X 10" | Horizontal Exhaust | HS | 0.1 | 180 | 10 | 99.7 | 1.8 | NO | N/A | N/A | N/A | N/A | N/A | 4506474
| Bathroom Exhaust Fans |  | The Home Depot USA Inc. | Hampton Bay | 1001357397 |  | 0 |  | 3" | Horizontal Exhaust | HS | 0.1 | 50 | 1 | 7 |  | Yes | Yes | Yes | Yes | Yes | Yes | 1007259
| Bathroom Exhaust Fans |  | The Home Depot USA Inc. | Hampton Bay | 1001357397 |  | 0 |  | 3" | Horizontal Exhaust | HS | 0.25 | 40 |  | 8.3 |  | Yes | Yes | Yes | Yes | Yes | Yes | 1007259
| Bathroom Exhaust Fans |  | Delta Electronics Inc. | Delta | 100F |  | 0 |  | 4" | Horizontal | HS | 0.1 | 100 | 1.4 | 12.6 | 7.9 | Yes | Yes | Yes | Yes | Yes | Yes | 1005706
| Bathroom Exhaust Fans |  | Delta Electronics Inc. | Delta | 100F |  | 0 |  | 4" | Horizontal | HS | 0.25 | 77 | 1.5 | 13.5 | 5.7 | Yes | Yes | Yes | Yes | Yes | Yes | 1005706
| Bathroom Exhaust Fans |  | Delta Electronics Inc. | Delta | 100HS |  | 0 |  | 4" | Horizontal | HS | 0.1 | 100 | 1.4 | 12.6 | 7.9 | Yes | Yes | Yes | Yes | Yes | Yes | 1005707
| Bathroom Exhaust Fans |  | Delta Electronics Inc. | Delta | 100HS |  | 0 |  | 4" | Horizontal | HS | 0.25 | 77 | 1.5 | 13.5 | 5.7 | Yes | Yes | Yes | Yes | Yes | Yes | 1005707
| Bathroom Exhaust Fans |  | Delta Electronics Inc. | Delta | 100LED |  | 0 |  | 4" | Horizontal | 100 CFM | 0.1 | 100 | 1.5 | 13.6 | 7.3 | Yes | Yes | Yes | Yes | Yes | Yes | 1006415
| Bathroom Exhaust Fans |  | Delta Electronics Inc. | Delta | 100LED |  | 0 |  | 4" | Horizontal | 100 CFM | 0.25 | 72 | 1.5 | 11.6 | 6.2 | Yes | Yes | Yes | Yes | Yes | Yes | 1006415
| Kitchen Range Hoods | Microwave | IKEA of Sweden AB | IKEA | 105.530.95 | 30 | 0 |  | 3 1/4" X 10" | Horizontal | WS | 0.029 | 90 | 2 |  |  | NO | N/A | N/A | N/A | N/A | N/A | 4507661
| Kitchen Range Hoods | Microwave | IKEA of Sweden AB | IKEA | 105.530.95 | 30 | 0 |  | 3 1/4" x 10" | Vertical | WS | 0.016 | 90 | 2 |  |  | NO | N/A | N/A | N/A | N/A | N/A | 4507661
| Kitchen Range Hoods | Microwave | IKEA of Sweden AB | IKEA | 105.530.95 | 30 | 0 |  | 3 1/4" X 10" | Vertical | HS | 0.1 | 240 | 6.5 |  |  | NO | N/A | N/A | N/A | N/A | N/A | 4507661
| Kitchen Range Hoods | Microwave | IKEA of Sweden AB | IKEA | 105.530.95 | 30 | 0 |  | 3 1/4" X 10" | Horizontal | HS | 0.1 | 240 | 7 |  |  | NO | N/A | N/A | N/A | N/A | N/A | 4507661
| Bathroom Exhaust Fans |  | Delta Electronics Inc. | Delta | 110F |  | 0 |  | 4" | Horizontal | HS | 0.25 | 81 | 1.5 | 15 | 5.4 | Yes | Yes | Yes | Yes | Yes | Yes | 1004526
| Bathroom Exhaust Fans |  | Delta Electronics Inc. | Delta | 110F |  | 0 |  | 4" | Horizontal | HS | 0.1 | 110 | 1 | 14.2 | 7.7 | Yes | Yes | Yes | Yes | Yes | Yes | 1004526
| Bathroom Exhaust Fans |  | Delta Electronics Inc. | Delta | 110HLEDNL |  | 0 |  | 4" | Horizontal | 110 CFM | 0.1 | 110 | 0.4 | 14.8 | 7.4 | Yes | Yes | Yes | Yes | Yes | Yes | 1004988
| Bathroom Exhaust Fans |  | Delta Electronics Inc. | Delta | 110HLEDNL |  | 0 |  | 4" | Horizontal | 110 CFM | 0.25 | 94 | 0.8 | 17.3 | 5.4 | Yes | Yes | Yes | Yes | Yes | Yes | 1004988
| Bathroom Exhaust Fans |  | Delta Electronics Inc. | Delta | 110HLEDNL |  | 0 |  | 4" | Horizontal | 80 CFM | 0.1 | 80 | <0.3 | 9.5 | 8.4 | Yes | Yes | Yes | Yes | Yes | Yes | 1004988
| Bathroom Exhaust Fans |  | Delta Electronics Inc. | Delta | 110HLEDNL |  | 0 |  | 4" | Horizontal | 80 CFM | 0.25 | 80 | 0.6 | 14.9 | 5.3 | Yes | Yes | Yes | Yes | Yes | Yes | 1004988
| Bathroom Exhaust Fans |  | Delta Electronics Inc. | Delta | 110HLEDNL |  | 0 |  | 4" | Horizontal | 60 CFM | 0.1 | 60 | <0.3 | 7.2 | 8.3 | Yes | Yes | Yes | Yes | Yes | Yes | 1004988
| Bathroom Exhaust Fans |  | Delta Electronics Inc. | Delta | 110HLEDNL |  | 0 |  | 4" | Horizontal | 60 CFM | 0.25 | 60 | 0.4 | 12.5 | 4.7 | Yes | Yes | Yes | Yes | Yes | Yes | 1004988
| Bathroom Exhaust Fans |  | Delta Electronics Inc. | Delta | 110HLEDNL |  | 0 |  | 4" | Horizontal | 30 CFM | 0.1 | 30 | <0.3 | 4.9 | 6.1 | Yes | Yes | Yes | Yes | Yes | Yes | 1004988
| Bathroom Exhaust Fans |  | Delta Electronics Inc. | Delta | 110HLEDNL |  | 0 |  | 4" | Horizontal | 30 CFM | 0.25 | 30 | <0.3 | 9 | 3.3 | Yes | Yes | Yes | Yes | Yes | Yes | 1004988
| Bathroom Exhaust Fans |  | Delta Electronics Inc. | Delta | 110LED-ADJ |  | 0 |  | 4" | Horizontal | 110 CFM | 0.1 | 110 | 0.4 | 14.8 | 7.4 | Yes | Yes | Yes | Yes | Yes | Yes | 1005709
| Bathroom Exhaust Fans |  | Delta Electronics Inc. | Delta | 110LED-ADJ |  | 0 |  | 4" | Horizontal | 110 CFM | 0.25 | 94 | 0.8 | 17.3 | 5.4 | Yes | Yes | Yes | Yes | Yes | Yes | 1005709
| Bathroom Exhaust Fans |  | Delta Electronics Inc. | Delta | 130HS |  | 0 |  | 4" | Horizontal | HS | 0.25 | 105 |  | 22 | 4.7 | Yes | Yes | Yes | Yes | Yes | Yes | 1004523
| Bathroom Exhaust Fans |  | Delta Electronics Inc. | Delta | 130HS |  | 0 |  | 4" | Horizontal | HS | 0.1 | 130 | 2 | 22 | 5.9 | Yes | Yes | Yes | Yes | Yes | Yes | 1004523
| Bathroom Exhaust Fans |  | Akicon Inc | Akicon | 1424BN |  | 0 |  | 4" | Horizontal | HS | 0.1 | 110 | 1.2 | 29.1 |  | NO | No | No | Yes | No | Yes | 1007330
| Bathroom Exhaust Fans |  | Akicon Inc | Akicon | 1424ORB |  | 0 |  | 4" | Horizontal | HS | 0.1 | 110 | 1.2 | 29.1 |  | NO | No | No | Yes | No | Yes | 1007331
| Bathroom Exhaust Fans |  | Delta Electronics Inc. | Delta | 150F |  | 0 |  | 6" | Horizontal | 150 CFM | 0.1 | 150 | <0.3 | 16.9 | 8.8 | Yes | Yes | Yes | Yes | Yes | Yes | 1004888
| Bathroom Exhaust Fans |  | Delta Electronics Inc. | Delta | 150F |  | 0 |  | 6" | Horizontal | 150 CFM | 0.25 | 149 | 1.3 | 23.7 | 6.2 | Yes | Yes | Yes | Yes | Yes | Yes | 1004888
| Bathroom Exhaust Fans |  | Delta Electronics Inc. | Delta | 150LED-ADJ |  | 0 |  | 6" | Horizontal | 150 CFM | 0.1 | 150 | 0.5 | 17.6 | 8.5 | Yes | Yes | Yes | Yes | Yes | Yes | 1006434
| Bathroom Exhaust Fans |  | Delta Electronics Inc. | Delta | 150LED-ADJ |  | 0 |  | 6" | Horizontal | 150 CFM | 0.25 | 150 | 1.3 | 25.4 | 5.9 | Yes | Yes | Yes | Yes | Yes | Yes | 1006434
| Bathroom Exhaust Fans |  | Broan-NuTone LLC | Broan | 162 |  | 0 |  | 4" | Horizontal | HS | 0.1 | 70 | 4 |  |  | NO | No | No | Yes | No | Yes | 1007130
| Bathroom Exhaust Fans |  | Broan-NuTone LLC | Broan | 162M |  | 0 |  | 4" | Horizontal | HS | 0.1 | 70 | 4 |  |  | NO | No | No | Yes | No | Yes | 1008356
| Bathroom Exhaust Fans |  | Broan-NuTone LLC | Broan | 164 |  | 0 |  | 4" | Horizontal | HS | 0.1 | 70 | 4 |  |  | NO | No | No | Yes | No | Yes | 1004774
| Kitchen Range Hoods | Undercabinet | The Home Depot USA Inc. | Vissani | 1806A7/GE05(75) | 30 | 0 |  | 7" | Vertical | LS | 0.1 | 100 | 1.3 | 76.6 |  | NO | N/A | N/A | N/A | N/A | N/A | 4508429
| Kitchen Range Hoods | Undercabinet | The Home Depot USA Inc. | Vissani | 1806A7/GE05(75) | 30 | 0 |  | 7" | Vertical | HS | 0.1 | 310 | 8 | 159 |  | NO | N/A | N/A | N/A | N/A | N/A | 4508429
| Kitchen Range Hoods | Undercabinet | The Home Depot USA Inc. | Vissani | 1806A7/GE05(90) | 36 | 0 |  | 7" | Vertical | LS | 0.1 | 100 | 1.3 | 76.6 |  | NO | N/A | N/A | N/A | N/A | N/A | 4508430
| Kitchen Range Hoods | Undercabinet | The Home Depot USA Inc. | Vissani | 1806A7/GE05(90) | 36 | 0 |  | 7" | Vertical | HS | 0.1 | 310 | 8 | 159 |  | NO | N/A | N/A | N/A | N/A | N/A | 4508430
| Kitchen Range Hoods | Undercabinet | The Home Depot USA Inc. | Vissani | 1806A7/GP11(75) | 30 | 0 |  | 7" | Vertical | LS | 0.1 | 100 | 1.5 | 75.9 |  | NO | N/A | N/A | N/A | N/A | N/A | 4508423
| Kitchen Range Hoods | Undercabinet | The Home Depot USA Inc. | Vissani | 1806A7/GP11(75) | 30 | 0 |  | 7" | Vertical | HS | 0.1 | 305 | 8 | 156 |  | NO | N/A | N/A | N/A | N/A | N/A | 4508423
| Kitchen Range Hoods | Undercabinet | The Home Depot USA Inc. | Vissani | 1806A7/GP11(75)B | 30 | 0 |  | 7" | Vertical | HS | 0.1 | 305 | 8 | 156 |  | NO | N/A | N/A | N/A | N/A | N/A | 4508433
| Kitchen Range Hoods | Undercabinet | The Home Depot USA Inc. | Vissani | 1806A7/GP11(75)B | 30 | 0 |  | 7" | Vertical | LS | 0.1 | 100 | 1.5 | 75.9 |  | NO | N/A | N/A | N/A | N/A | N/A | 4508433
| Kitchen Range Hoods | Undercabinet | The Home Depot USA Inc. | Vissani | 1806A7/GP11(75)W | 30 | 0 |  | 7" | Vertical | HS | 0.1 | 305 | 8 | 156 |  | NO | N/A | N/A | N/A | N/A | N/A | 4508432
| Kitchen Range Hoods | Undercabinet | The Home Depot USA Inc. | Vissani | 1806A7/GP11(75)W | 30 | 0 |  | 7" | Vertical | LS | 0.1 | 100 | 1.5 | 75.9 |  | NO | N/A | N/A | N/A | N/A | N/A | 4508432
| Kitchen Range Hoods | Undercabinet | The Home Depot USA Inc. | Vissani | 1806A7/GP11(90) | 36 | 0 |  | 7" | Vertical | LS | 0.1 | 100 | 1.5 | 75.9 |  | NO | N/A | N/A | N/A | N/A | N/A | 4508431
| Kitchen Range Hoods | Undercabinet | The Home Depot USA Inc. | Vissani | 1806A7/GP11(90) | 36 | 0 |  | 7" | Vertical | HS | 0.1 | 305 | 8 | 156 |  | NO | N/A | N/A | N/A | N/A | N/A | 4508431
| Kitchen Range Hoods | Undercabinet | The Home Depot USA Inc. | Vissani | 1806A9/L1P14(75) | 30 | 0 |  | 7" | Vertical | HS | 0.1 | 220 | 7.5 | 52.5 |  | NO | N/A | N/A | N/A | N/A | N/A | 4508520
| Kitchen Range Hoods | Undercabinet | The Home Depot USA Inc. | Vissani | 1806A9/L1P14(75) | 30 | 0 |  | 3 1/4" x 10" | Horizontal | HS | 0.1 | 160 | 8 | 54.5 |  | NO | N/A | N/A | N/A | N/A | N/A | 4508520
| Kitchen Range Hoods | Undercabinet | The Home Depot USA Inc. | Vissani | 1806A9/L1P14(75) | 30 | 0 |  | 3 1/4" x 10" | Vertical | HS | 0.1 | 180 | 7.5 | 53.2 |  | NO | N/A | N/A | N/A | N/A | N/A | 4508520
| Kitchen Range Hoods | Undercabinet | Reversomatic Manufacturing Ltd. | Reversomatic | 2000-200 | 30 | 0 |  | 3 1/4" X 10" | Vertical | HS | 0.1 | 130 | 7.5 | 110 | 1.1 | NO | N/A | N/A | N/A | N/A | N/A | 4504552
| Kitchen Range Hoods | Undercabinet | Reversomatic Manufacturing Ltd. | Reversomatic | 2000-200 | 30 | 0 |  | 3 1/4" x 10" | Horizontal | HS | 0.1 | 170 | 7 | 120 | 1.4 | NO | N/A | N/A | N/A | N/A | N/A | 4504552
| Kitchen Range Hoods | Undercabinet | Reversomatic Manufacturing Ltd. | Reversomatic | 2000-200 | 30 | 0 |  | 3 1/4" x 10" | Horizontal | HS | 0.25 | 149 |  |  |  | NO | N/A | N/A | N/A | N/A | N/A | 4504552
| Kitchen Range Hoods | Undercabinet | Reversomatic Manufacturing Ltd. | Reversomatic | 2000-200 | 30 | 0 |  | 3 1/4" X 10" | Vertical | HS | 0.25 | 110 |  |  |  | NO | N/A | N/A | N/A | N/A | N/A | 4504552
| Kitchen Range Hoods | Microwave | IKEA of Sweden AB | IKEA | 204.621.65 | 30 | 0 |  | 3 1/4" X 10" | Vertical | WS | 0.019 | 110 | 1.5 |  |  | NO | N/A | N/A | N/A | N/A | N/A | 4507364
| Kitchen Range Hoods | Microwave | IKEA of Sweden AB | IKEA | 204.621.65 | 30 | 0 |  | 3 1/4" X 10" | Vertical | HS | 0.1 | 240 | 6 |  |  | NO | N/A | N/A | N/A | N/A | N/A | 4507364
| Kitchen Range Hoods | Microwave | IKEA of Sweden AB | IKEA | 204.621.65 | 30 | 0 |  | 3 1/4" X 10" | Horizontal | WS | 0.025 | 100 | 2.5 |  |  | NO | N/A | N/A | N/A | N/A | N/A | 4507364
| Kitchen Range Hoods | Microwave | IKEA of Sweden AB | IKEA | 204.621.65 | 30 | 0 |  | 3 1/4" X 10" | Horizontal | HS | 0.1 | 210 | 7 |  |  | NO | N/A | N/A | N/A | N/A | N/A | 4507364
| Kitchen Range Hoods | Microwave | IKEA of Sweden AB | IKEA | 205.876.22 | 24 | 0 |  | 3 1/4" x 10" | Horizontal | WS | 0.028 | 100 | 2 |  |  | NO | N/A | N/A | N/A | N/A | N/A | 4508365
| Kitchen Range Hoods | Microwave | IKEA of Sweden AB | IKEA | 205.876.22 | 24 | 0 |  | 3 1/4" x 10" | Vertical | WS | 0.028 | 110 | 1.5 |  |  | NO | N/A | N/A | N/A | N/A | N/A | 4508365
| Kitchen Range Hoods | Microwave | IKEA of Sweden AB | IKEA | 205.876.22 | 24 | 0 |  | 3 1/4" x 10" | Horizontal | HS | 0.1 | 210 | 6.5 |  |  | NO | N/A | N/A | N/A | N/A | N/A | 4508365
| Kitchen Range Hoods | Microwave | IKEA of Sweden AB | IKEA | 205.876.22 | 24 | 0 |  | 3 1/4" x 10" | Vertical | HS | 0.1 | 220 | 6.5 |  |  | NO | N/A | N/A | N/A | N/A | N/A | 4508365
| Downdraft Kitchen Ventilators |  | Broan-NuTone LLC | Broan | 273003 |  | 0 |  | 3 1/4" X 10" | Vertical | WS | 0.02 | 230 | 3 | 180 | 1.2 | NO | N/A | N/A | N/A | N/A | N/A | 1503983
| Downdraft Kitchen Ventilators |  | Broan-NuTone LLC | Broan | 273003 |  | 0 |  | 3 1/4" X 10" | Vertical | HS | 0.1 | 500 | 10.5 | 336 | 1.4 | NO | N/A | N/A | N/A | N/A | N/A | 1503983
| Downdraft Kitchen Ventilators |  | Broan-NuTone LLC | Broan | 273003 |  | 0 |  | 3 1/4" X 10" | Vertical | HS | 0.25 | 480 |  |  |  | NO | N/A | N/A | N/A | N/A | N/A | 1503983
| Downdraft Kitchen Ventilators |  | Broan-NuTone LLC | Broan | 273603 |  | 0 |  | 3 1/4" X 10" | Vertical | WS | 0.02 | 230 | 3 | 180 | 1.2 | NO | N/A | N/A | N/A | N/A | N/A | 1503984
| Downdraft Kitchen Ventilators |  | Broan-NuTone LLC | Broan | 273603 |  | 0 |  | 3 1/4" X 10" | Vertical | HS | 0.1 | 500 | 10.5 | 336 | 1.4 | NO | N/A | N/A | N/A | N/A | N/A | 1503984
| Downdraft Kitchen Ventilators |  | Broan-NuTone LLC | Broan | 273603 |  | 0 |  | 3 1/4" X 10" | Vertical | HS | 0.25 | 480 |  |  |  | NO | N/A | N/A | N/A | N/A | N/A | 1503984
| Bathroom Exhaust Fans |  | Homewerks Worldwide LLC | Homewerks Worldwide | 299650 |  | 0 |  | 3" | Horizontal | HS | 0.1 | 70 | 4 | 50 |  | NO | No | No | Yes | No | Yes | 1006198
| Bathroom Exhaust Fans |  | Homewerks Worldwide LLC | Homewerks Worldwide | 299650A |  | 0 |  | 3" | Horizontal | HS | 0.1 | 70 | 2 | 22.8 |  | Yes | Yes | Yes | Yes | Yes | Yes | 1008651
| Bathroom Exhaust Fans |  | Homewerks Worldwide LLC | Homewerks Worldwide | 299650A |  | 0 |  | 3" | Horizontal | HS | 0.25 | 54 |  | 18.7 |  | Yes | Yes | Yes | Yes | Yes | Yes | 1008651
| Kitchen Range Hoods | Undercabinet | Reversomatic Manufacturing Ltd. | Reversomatic | 3000-300 | 30 | 0 |  | 3 1/4" X 10" | Vertical Exhaust | HS | 0.1 | 170 | 6 | 75 | 2.2 | NO | N/A | N/A | N/A | N/A | N/A | 4508215
| Bathroom Exhaust Fans |  | Canac-Marquis Grenier | Nektra | 3291021 |  | 0 |  | 4" | Horizontal | HS | 0.1 | 110 | 1.2 | 32.5 |  | NO | No | No | Yes | No | Yes | 1006993
| Bathroom Exhaust Fans |  | Canac-Marquis Grenier | Nektra | 3291028 |  | 0 |  | 4" | Horizontal | HS | 0.25 | 94 |  | 24.3 |  | Yes | Yes | Yes | Yes | Yes | Yes | 1007671
| Bathroom Exhaust Fans |  | Canac-Marquis Grenier | Nektra | 3291028 |  | 0 |  | 4" | Horizontal | HS | 0.1 | 110 | 1.2 | 25.6 |  | Yes | Yes | Yes | Yes | Yes | Yes | 1007671
| Bathroom Exhaust Fans |  | Canac-Marquis Grenier | Nektra | 33003851 |  | 0 |  | 4" | Horizontal | HS | 0.25 | 55 |  |  |  | Yes | Yes | Yes | Yes | Yes | Yes | 1008642
| Bathroom Exhaust Fans |  | Canac-Marquis Grenier | Nektra | 33003851 |  | 0 |  | 4" | Horizontal | HS | 0.1 | 70 | 1 | 25 |  | Yes | Yes | Yes | Yes | Yes | Yes | 1008642
| Bathroom Exhaust Fans |  | Canac-Marquis Grenier | Nektra | 33003852 |  | 0 |  | 4" | Horizontal | HS | 0.25 | 60 |  |  |  | Yes | Yes | Yes | Yes | Yes | Yes | 1008638
| Bathroom Exhaust Fans |  | Canac-Marquis Grenier | Nektra | 33003852 |  | 0 |  | 4" | Horizontal | HS | 0.1 | 80 | 0.3 | 25 |  | Yes | Yes | Yes | Yes | Yes | Yes | 1008638
| Bathroom Exhaust Fans |  | Canac-Marquis Grenier | Nektra | 33003853 |  | 0 |  | 4" | Horizontal | HS | 0.25 | 84 |  |  |  | Yes | Yes | Yes | Yes | Yes | Yes | 1008639
| Bathroom Exhaust Fans |  | Canac-Marquis Grenier | Nektra | 33003853 |  | 0 |  | 4" | Horizontal | HS | 0.1 | 100 | 0.9 | 26 |  | Yes | Yes | Yes | Yes | Yes | Yes | 1008639
| Bathroom Exhaust Fans |  | Canac-Marquis Grenier | Nektra Pro | 33003855 |  | 0 |  | 4" | Horizontal | HS | 0.25 | 77 |  |  |  | Yes | Yes | Yes | Yes | Yes | Yes | 1008640
| Bathroom Exhaust Fans |  | Canac-Marquis Grenier | Nektra Pro | 33003855 |  | 0 |  | 4" | Horizontal | HS | 0.1 | 110 | 2 | 28 |  | Yes | Yes | Yes | Yes | Yes | Yes | 1008640
| Bathroom Exhaust Fans |  | Canac-Marquis Grenier | Nektra Pro | 33003856 |  | 0 |  | 4" | Horizontal | HS | 0.25 | 84 |  |  |  | Yes | Yes | Yes | Yes | Yes | Yes | 1008641
| Bathroom Exhaust Fans |  | Canac-Marquis Grenier | Nektra Pro | 33003856 |  | 0 |  | 4" | Horizontal | HS | 0.1 | 100 | 0.9 | 26 |  | Yes | Yes | Yes | Yes | Yes | Yes | 1008641
| Remote Exterior Mounted Ventilators (REMV) |  | Broan-NuTone LLC | Broan | 332H |  | 0 |  | 10" | Direct | HS | 0.03 | 860 |  | 541 | 1.5 | NO | No | No | No | No | No | 6000126
| Remote Exterior Mounted Ventilators (REMV) |  | Broan-NuTone LLC | Broan | 332H |  | 0 |  | 10" | Direct | HS | 0.1 | 840 |  | 532 | 1.5 | NO | No | No | No | No | No | 6000126
| Remote Exterior Mounted Ventilators (REMV) |  | Broan-NuTone LLC | Broan | 336 |  | 0 |  | 10" | Direct | HS | 0.03 | 1400 |  | 467 | 2.9 | NO | No | No | No | No | No | 6000128
| Remote Exterior Mounted Ventilators (REMV) |  | Broan-NuTone LLC | Broan | 336 |  | 0 |  | 10" | Direct | HS | 0.1 | 1380 |  | 469 | 2.9 | NO | No | No | No | No | No | 6000128
| Bathroom Exhaust Fans |  | Kohler Co. | KOHLER | 34454 |  | 0 |  | 4" | Horizontal Exhaust | HS | 0.1 | 130 | 1.2 | 34.6 |  | Yes | Yes | Yes | Yes | Yes | Yes | 1008078
| Bathroom Exhaust Fans |  | Kohler Co. | KOHLER | 34454 |  | 0 |  | 4" | Horizontal Exhaust | HS | 0.25 | 90 |  | 33.2 |  | Yes | Yes | Yes | Yes | Yes | Yes | 1008078
| Bathroom Exhaust Fans |  | Kohler Co. | KOHLER | 34454 |  | 0 |  | 4" | Horizontal Exhaust | MS | 0.1 | 110 | 0.8 | 30.2 |  | Yes | Yes | Yes | Yes | Yes | Yes | 1008078
| Bathroom Exhaust Fans |  | Kohler Co. | KOHLER | 34454 |  | 0 |  | 4" | Horizontal Exhaust | MS | 0.25 | 80 |  | 28.5 |  | Yes | Yes | Yes | Yes | Yes | Yes | 1008078
| Bathroom Exhaust Fans |  | Kohler Co. | KOHLER | 34454 |  | 0 |  | 4" | Horizontal Exhaust | LS | 0.1 | 89 | 0.6 | 28.1 |  | Yes | Yes | Yes | Yes | Yes | Yes | 1008078
| Bathroom Exhaust Fans |  | Kohler Co. | KOHLER | 34454 |  | 0 |  | 4" | Horizontal Exhaust | LS | 0.25 | 63 |  | 26.3 |  | Yes | Yes | Yes | Yes | Yes | Yes | 1008078
| Bathroom Exhaust Fans |  | Kohler Co. | KOHLER | 34454 |  | 0 |  | 6" | Horizontal Exhaust | HS | 0.1 | 150 | 1 | 35.7 |  | Yes | Yes | Yes | Yes | Yes | Yes | 1008078
| Bathroom Exhaust Fans |  | Kohler Co. | KOHLER | 34454 |  | 0 |  | 6" | Horizontal Exhaust | HS | 0.25 | 110 |  | 34 |  | Yes | Yes | Yes | Yes | Yes | Yes | 1008078
| Bathroom Exhaust Fans |  | Kohler Co. | KOHLER | 34454 |  | 0 |  | 6" | Horizontal Exhaust | MS | 0.1 | 130 | 0.6 | 31.3 |  | Yes | Yes | Yes | Yes | Yes | Yes | 1008078
| Bathroom Exhaust Fans |  | Kohler Co. | KOHLER | 34454 |  | 0 |  | 6" | Horizontal Exhaust | MS | 0.25 | 92 |  | 29.5 |  | Yes | Yes | Yes | Yes | Yes | Yes | 1008078
| Bathroom Exhaust Fans |  | Kohler Co. | KOHLER | 34454 |  | 0 |  | 6" | Horizontal Exhaust | LS | 0.1 | 100 | 0.4 | 28.8 |  | Yes | Yes | Yes | Yes | Yes | Yes | 1008078
| Bathroom Exhaust Fans |  | Kohler Co. | KOHLER | 34454 |  | 0 |  | 6" | Horizontal Exhaust | LS | 0.25 | 71 |  | 27 |  | Yes | Yes | Yes | Yes | Yes | Yes | 1008078
| Bathroom Exhaust Fans |  | Kohler Co. | KOHLER | 34455 |  | 0 |  | 6" | Horizontal Exhaust | HS | 0.1 | 150 | 1 | 36.2 |  | Yes | Yes | Yes | Yes | Yes | Yes | 1008079
| Bathroom Exhaust Fans |  | Kohler Co. | KOHLER | 34455 |  | 0 |  | 6" | Horizontal Exhaust | HS | 0.25 | 108 |  | 34.7 |  | Yes | Yes | Yes | Yes | Yes | Yes | 1008079
| Bathroom Exhaust Fans |  | Kohler Co. | KOHLER | 34455 |  | 0 |  | 6" | Horizontal Exhaust | MS | 0.1 | 130 | 0.6 | 31.8 |  | Yes | Yes | Yes | Yes | Yes | Yes | 1008079
| Bathroom Exhaust Fans |  | Kohler Co. | KOHLER | 34455 |  | 0 |  | 6" | Horizontal Exhaust | MS | 0.25 | 92 |  | 29.8 |  | Yes | Yes | Yes | Yes | Yes | Yes | 1008079
| Bathroom Exhaust Fans |  | Kohler Co. | KOHLER | 34455 |  | 0 |  | 6" | Horizontal Exhaust | LS | 0.1 | 110 | 0.4 | 29.5 |  | Yes | Yes | Yes | Yes | Yes | Yes | 1008079
| Bathroom Exhaust Fans |  | Kohler Co. | KOHLER | 34455 |  | 0 |  | 6" | Horizontal Exhaust | LS | 0.25 | 63 |  | 27.1 |  | Yes | Yes | Yes | Yes | Yes | Yes | 1008079
| Bathroom Exhaust Fans |  | Kohler Co. | KOHLER | 34455 |  | 0 |  | 4" | Horizontal Exhaust | HS | 0.25 | 95 |  | 34.3 |  | Yes | Yes | Yes | Yes | Yes | Yes | 1008079
| Bathroom Exhaust Fans |  | Kohler Co. | KOHLER | 34455 |  | 0 |  | 4" | Horizontal Exhaust | MS | 0.1 | 110 | 0.9 | 31.1 |  | Yes | Yes | Yes | Yes | Yes | Yes | 1008079
| Bathroom Exhaust Fans |  | Kohler Co. | KOHLER | 34455 |  | 0 |  | 4" | Horizontal Exhaust | MS | 0.25 | 78 |  | 29.8 |  | Yes | Yes | Yes | Yes | Yes | Yes | 1008079
| Bathroom Exhaust Fans |  | Kohler Co. | KOHLER | 34455 |  | 0 |  | 4" | Horizontal Exhaust | LS | 0.1 | 89 | 0.6 | 28.8 |  | Yes | Yes | Yes | Yes | Yes | Yes | 1008079
| Bathroom Exhaust Fans |  | Kohler Co. | KOHLER | 34455 |  | 0 |  | 4" | Horizontal Exhaust | LS | 0.25 | 63 |  | 27.4 |  | Yes | Yes | Yes | Yes | Yes | Yes | 1008079
| Bathroom Exhaust Fans |  | Kohler Co. | KOHLER | 34455 |  | 0 |  | 4" | Horizontal Exhaust | HS | 0.1 | 130 | 1.4 | 35.5 |  | Yes | Yes | Yes | Yes | Yes | Yes | 1008079
| Bathroom Exhaust Fans |  | Kohler Co. | KOHLER | 34456 |  | 0 |  | 4" | Horizontal | HS | 0.25 | 90 |  | 33.2 |  | Yes | Yes | Yes | Yes | Yes | Yes | 1008536
| Bathroom Exhaust Fans |  | Kohler Co. | KOHLER | 34456 |  | 0 |  | 4" | Horizontal | MS | 0.25 | 80 |  | 28.5 |  | Yes | Yes | Yes | Yes | Yes | Yes | 1008536
| Bathroom Exhaust Fans |  | Kohler Co. | KOHLER | 34456 |  | 0 |  | 4" | Horizontal | LS | 0.25 | 63 |  | 26.3 |  | Yes | Yes | Yes | Yes | Yes | Yes | 1008536
| Bathroom Exhaust Fans |  | Kohler Co. | KOHLER | 34456 |  | 0 |  | 6" | Horizontal | HS | 0.25 | 110 |  | 34 |  | Yes | Yes | Yes | Yes | Yes | Yes | 1008536
| Bathroom Exhaust Fans |  | Kohler Co. | KOHLER | 34456 |  | 0 |  | 6" | Horizontal | MS | 0.25 | 92 |  | 29.5 |  | Yes | Yes | Yes | Yes | Yes | Yes | 1008536
| Bathroom Exhaust Fans |  | Kohler Co. | KOHLER | 34456 |  | 0 |  | 6" | Horizontal | LS | 0.25 | 71 |  | 27 |  | Yes | Yes | Yes | Yes | Yes | Yes | 1008536
| Bathroom Exhaust Fans |  | Kohler Co. | KOHLER | 34456 |  | 0 |  | 6" | Horizontal | LS | 0.1 | 100 | 0.4 | 28.8 |  | Yes | Yes | Yes | Yes | Yes | Yes | 1008536
| Bathroom Exhaust Fans |  | Kohler Co. | KOHLER | 34456 |  | 0 |  | 6" | Horizontal | MS | 0.1 | 130 | 0.6 | 31.3 |  | Yes | Yes | Yes | Yes | Yes | Yes | 1008536
| Bathroom Exhaust Fans |  | Kohler Co. | KOHLER | 34456 |  | 0 |  | 6" | Horizontal | HS | 0.1 | 150 | 1 | 35.7 |  | Yes | Yes | Yes | Yes | Yes | Yes | 1008536
| Bathroom Exhaust Fans |  | Kohler Co. | KOHLER | 34456 |  | 0 |  | 4" | Horizontal | LS | 0.1 | 89 | 0.6 | 28.1 |  | Yes | Yes | Yes | Yes | Yes | Yes | 1008536
| Bathroom Exhaust Fans |  | Kohler Co. | KOHLER | 34456 |  | 0 |  | 4" | Horizontal | MS | 0.1 | 110 | 0.8 | 30.2 |  | Yes | Yes | Yes | Yes | Yes | Yes | 1008536
| Bathroom Exhaust Fans |  | Kohler Co. | KOHLER | 34456 |  | 0 |  | 4" | Horizontal | HS | 0.1 | 130 | 1.2 | 34.6 |  | Yes | Yes | Yes | Yes | Yes | Yes | 1008536
| Bathroom Exhaust Fans |  | Kohler Co. | KOHLER | 34457 |  | 0 |  | 6" | Horizontal | HS | 0.25 | 108 |  | 34.7 |  | Yes | Yes | Yes | Yes | Yes | Yes | 1008537
| Bathroom Exhaust Fans |  | Kohler Co. | KOHLER | 34457 |  | 0 |  | 6" | Horizontal | MS | 0.25 | 92 |  | 29.8 |  | Yes | Yes | Yes | Yes | Yes | Yes | 1008537
| Bathroom Exhaust Fans |  | Kohler Co. | KOHLER | 34457 |  | 0 |  | 6" | Horizontal | LS | 0.25 | 63 |  | 27.1 |  | Yes | Yes | Yes | Yes | Yes | Yes | 1008537
| Bathroom Exhaust Fans |  | Kohler Co. | KOHLER | 34457 |  | 0 |  | 4" | Horizontal | HS | 0.25 | 95 |  | 34.3 |  | Yes | Yes | Yes | Yes | Yes | Yes | 1008537
| Bathroom Exhaust Fans |  | Kohler Co. | KOHLER | 34457 |  | 0 |  | 4" | Horizontal | MS | 0.25 | 78 |  | 29.8 |  | Yes | Yes | Yes | Yes | Yes | Yes | 1008537
| Bathroom Exhaust Fans |  | Kohler Co. | KOHLER | 34457 |  | 0 |  | 4" | Horizontal | LS | 0.25 | 63 |  | 27.4 |  | Yes | Yes | Yes | Yes | Yes | Yes | 1008537
| Bathroom Exhaust Fans |  | Kohler Co. | KOHLER | 34457 |  | 0 |  | 4" | Horizontal | HS | 0.1 | 130 | 1.4 | 35.5 |  | Yes | Yes | Yes | Yes | Yes | Yes | 1008537
| Bathroom Exhaust Fans |  | Kohler Co. | KOHLER | 34457 |  | 0 |  | 4" | Horizontal | LS | 0.1 | 89 | 0.6 | 28.8 |  | Yes | Yes | Yes | Yes | Yes | Yes | 1008537
| Bathroom Exhaust Fans |  | Kohler Co. | KOHLER | 34457 |  | 0 |  | 4" | Horizontal | MS | 0.1 | 110 | 0.9 | 31.1 |  | Yes | Yes | Yes | Yes | Yes | Yes | 1008537
| Bathroom Exhaust Fans |  | Kohler Co. | KOHLER | 34457 |  | 0 |  | 6" | Horizontal | LS | 0.1 | 110 | 0.4 | 29.5 |  | Yes | Yes | Yes | Yes | Yes | Yes | 1008537
| Bathroom Exhaust Fans |  | Kohler Co. | KOHLER | 34457 |  | 0 |  | 6" | Horizontal | MS | 0.1 | 130 | 0.6 | 31.8 |  | Yes | Yes | Yes | Yes | Yes | Yes | 1008537
| Bathroom Exhaust Fans |  | Kohler Co. | KOHLER | 34457 |  | 0 |  | 6" | Horizontal | HS | 0.1 | 150 | 1 | 36.2 |  | Yes | Yes | Yes | Yes | Yes | Yes | 1008537
| Powered Attic Ventilators (PAV) |  | Broan-NuTone LLC | Broan | 353 with HVILouver |  | 0 |  | 15" |  |  | 0.03 | 760 |  |  |  | NO | No | No | No | No | No | 5500021
| Kitchen Range Hoods | Undercabinet | Reversomatic Manufacturing Ltd. | Reversomatic | 4000-200 | 30 | 0 |  | 3 1/4" X 10" | Vertical Exhaust | HS | 0.1 | 170 | 7.5 | 113 | 1.5 | NO | N/A | N/A | N/A | N/A | N/A | 4507272
| Kitchen Range Hoods | Undercabinet | Reversomatic Manufacturing Ltd. | Reversomatic | 4000-200 | 30 | 0 |  | 3 1/4" X 10" | Horizontal Exhaust | HS | 0.1 | 190 | 9 | 120 | 1.5 | NO | N/A | N/A | N/A | N/A | N/A | 4507272
| Kitchen Range Hoods | Undercabinet | Broan-NuTone LLC | Broan | 403001 | 30 | 0 |  | 3" X 10" | Horizontal | HS | 0.1 | 150 | 6.5 | 47.8 | 3.1 | NO | N/A | N/A | N/A | N/A | N/A | 4507587
| Kitchen Range Hoods | Undercabinet | Broan-NuTone LLC | Broan | 403001 | 30 | 0 |  | 3" X 10" | Vertical | HS | 0.1 | 140 | 8 | 47.9 | 2.9 | NO | N/A | N/A | N/A | N/A | N/A | 4507587
| Kitchen Range Hoods | Undercabinet | Broan-NuTone LLC | Broan | 403004 | 30 | 0 |  | 3" X 10" | Horizontal | HS | 0.1 | 150 | 6.5 | 47.8 | 3.1 | NO | N/A | N/A | N/A | N/A | N/A | 4507589
| Kitchen Range Hoods | Undercabinet | Broan-NuTone LLC | Broan | 403004 | 30 | 0 |  | 3" X 10" | Vertical | HS | 0.1 | 140 | 8 | 47.9 | 2.9 | NO | N/A | N/A | N/A | N/A | N/A | 4507589
| Kitchen Range Hoods | Undercabinet | Broan-NuTone LLC | Broan | 403023 | 30 | 0 |  | 3" X 10" | Horizontal | HS | 0.1 | 150 | 6.5 | 47.8 | 3.1 | NO | N/A | N/A | N/A | N/A | N/A | 4507590
| Kitchen Range Hoods | Undercabinet | Broan-NuTone LLC | Broan | 403023 | 30 | 0 |  | 3" X 10" | Vertical | HS | 0.1 | 140 | 8 | 47.9 | 2.9 | NO | N/A | N/A | N/A | N/A | N/A | 4507590
| Kitchen Range Hoods | Microwave | IKEA of Sweden AB | IKEA | 405.541.02 | 30 | 0 |  | 3 1/4" X 10" | Horizontal | WS | 0.029 | 90 | 2 |  |  | NO | N/A | N/A | N/A | N/A | N/A | 4507660
| Kitchen Range Hoods | Microwave | IKEA of Sweden AB | IKEA | 405.541.02 | 30 | 0 |  | 3 1/4" x 10" | Vertical | WS | 0.016 | 90 | 2 |  |  | NO | N/A | N/A | N/A | N/A | N/A | 4507660
| Kitchen Range Hoods | Microwave | IKEA of Sweden AB | IKEA | 405.541.02 | 30 | 0 |  | 3 1/4" X 10" | Vertical | HS | 0.1 | 240 | 6.5 |  |  | NO | N/A | N/A | N/A | N/A | N/A | 4507660
| Kitchen Range Hoods | Microwave | IKEA of Sweden AB | IKEA | 405.541.02 | 30 | 0 |  | 3 1/4" X 10" | Horizontal | HS | 0.1 | 240 | 7 |  |  | NO | N/A | N/A | N/A | N/A | N/A | 4507660
| Kitchen Range Hoods | Microwave | IKEA of Sweden AB | IKEA | 405.876.21 | 30 | 0 |  | 3 1/4" X 10" | Horizontal | WS | 0.025 | 100 | 2.5 |  |  | NO | N/A | N/A | N/A | N/A | N/A | 4508362
| Kitchen Range Hoods | Microwave | IKEA of Sweden AB | IKEA | 405.876.21 | 30 | 0 |  | 3 1/4" X 10" | Vertical | WS | 0.019 | 110 | 1.5 |  |  | NO | N/A | N/A | N/A | N/A | N/A | 4508362
| Kitchen Range Hoods | Microwave | IKEA of Sweden AB | IKEA | 405.876.21 | 30 | 0 |  | 3 1/4" X 10" | Vertical | HS | 0.1 | 240 | 6 |  |  | NO | N/A | N/A | N/A | N/A | N/A | 4508362
| Kitchen Range Hoods | Microwave | IKEA of Sweden AB | IKEA | 405.876.21 | 30 | 0 |  | 3 1/4" X 10" | Horizontal | HS | 0.1 | 210 | 7 |  |  | NO | N/A | N/A | N/A | N/A | N/A | 4508362
| Kitchen Range Hoods |  | Broan-NuTone LLC | Broan | 463011 | 30 | 0 |  | 3 1/4" X 10" | Horizontal | HS | 0.1 | 190 | 7.5 | 56.4 | 3.3 | NO | N/A | N/A | N/A | N/A | N/A | 4506086
| Kitchen Range Hoods |  | Broan-NuTone LLC | Broan | 463011 | 30 | 0 |  | 3 1/4" X 10" | Horizontal | WS | 0.031 | 100 | 3 | 39 | 2.5 | NO | N/A | N/A | N/A | N/A | N/A | 4506086
| Kitchen Range Hoods |  | Broan-NuTone LLC | Broan | 463011 | 30 | 0 |  | 3 1/4" X 10" | Vertical | HS | 0.1 | 190 | 7.5 | 56.2 | 3.3 | NO | N/A | N/A | N/A | N/A | N/A | 4506086
| Kitchen Range Hoods |  | Broan-NuTone LLC | Broan | 463011 | 30 | 0 |  | 3 1/4" X 10" | Vertical | WS | 0.033 | 100 | 2.5 | 36 | 2.7 | NO | N/A | N/A | N/A | N/A | N/A | 4506086
| Kitchen Range Hoods |  | Broan-NuTone LLC | Broan | 463011 | 30 | 0 |  | 7" | Vertical | HS | 0.1 | 220 | 7.5 | 56.2 | 3.9 | NO | N/A | N/A | N/A | N/A | N/A | 4506086
| Kitchen Range Hoods |  | Broan-NuTone LLC | Broan | 463011 | 30 | 0 |  | 7" | Vertical | WS | 0.021 | 100 | 2 | 30.7 | 3.2 | NO | N/A | N/A | N/A | N/A | N/A | 4506086
| Kitchen Range Hoods |  | Broan-NuTone LLC | Broan | 463011 | 30 | 0 |  | 3 1/4" X 10" | Horizontal | HS | 0.25 | 110 |  |  |  | NO | N/A | N/A | N/A | N/A | N/A | 4506086
| Kitchen Range Hoods |  | Broan-NuTone LLC | Broan | 463011 | 30 | 0 |  | 3 1/4" X 10" | Vertical | HS | 0.25 | 110 |  |  |  | NO | N/A | N/A | N/A | N/A | N/A | 4506086
| Kitchen Range Hoods |  | Broan-NuTone LLC | Broan | 463011 | 30 | 0 |  | 7" | Vertical | HS | 0.25 | 110 |  |  |  | NO | N/A | N/A | N/A | N/A | N/A | 4506086
| Other Room Exhaust Fans |  | Broan-NuTone LLC | Broan | 503 |  | 0 |  | 3 1/4" x 10" | Horizontal Exhaust | 160 CFM | 0.1 | 160 | 5 | 52.9 | 3.0 | NO | No | No | Yes | No | Yes | 5004330
| Kitchen Range Hoods | Microwave | IKEA of Sweden AB | IKEA | 504.621.64 | 30 | 0 |  | 3 1/4" x 10" | Vertical | WS | 0.036 | 100 | 1.3 |  |  | NO | N/A | N/A | N/A | N/A | N/A | 4505960
| Kitchen Range Hoods | Microwave | IKEA of Sweden AB | IKEA | 504.621.64 | 30 | 0 |  | 3 1/4" x 10" | Vertical | HS | 0.1 | 170 | 4 |  |  | NO | N/A | N/A | N/A | N/A | N/A | 4505960
| Kitchen Range Hoods | Microwave | IKEA of Sweden AB | IKEA | 504.621.64 | 30 | 0 |  | 3 1/4" x 10" | Horizontal | WS | 0.036 | 100 | 1.4 |  |  | NO | N/A | N/A | N/A | N/A | N/A | 4505960
| Kitchen Range Hoods | Microwave | IKEA of Sweden AB | IKEA | 504.621.64 | 30 | 0 |  | 3 1/4" x 10" | Horizontal | HS | 0.1 | 160 | 4 |  |  | NO | N/A | N/A | N/A | N/A | N/A | 4505960
| Other Room Exhaust Fans |  | Broan-NuTone LLC | Broan | 505 |  | 0 |  | 8" | Direct | HS | 0.1 | 200 | 8.5 |  |  | NO | No | No | Yes | No | Yes | 5004275
| Kitchen Range Hoods | Microwave | IKEA of Sweden AB | IKEA | 505.876.25 | 30 | 0 |  | 3 1/4" X 10" | Horizontal | WS | 0.019 | 110 | 2 |  |  | NO | N/A | N/A | N/A | N/A | N/A | 4508363
| Kitchen Range Hoods | Microwave | IKEA of Sweden AB | IKEA | 505.876.25 | 30 | 0 |  | 3 1/4" X 10" | Vertical | WS | 0.029 | 130 | 2 |  |  | NO | N/A | N/A | N/A | N/A | N/A | 4508363
| Kitchen Range Hoods | Microwave | IKEA of Sweden AB | IKEA | 505.876.25 | 30 | 0 |  | 3 1/4" X 10" | Vertical | HS | 0.1 | 250 | 6 |  |  | NO | N/A | N/A | N/A | N/A | N/A | 4508363
| Kitchen Range Hoods | Microwave | IKEA of Sweden AB | IKEA | 505.876.25 | 30 | 0 |  | 3 1/4" X 10" | Horizontal | HS | 0.1 | 240 | 7.5 |  |  | NO | N/A | N/A | N/A | N/A | N/A | 4508363
| Other Room Exhaust Fans |  | Broan-NuTone LLC | Broan | 509 |  | 0 |  | 8" | Direct | HS | 0.03 | 200 | 8.5 |  |  | NO | Yes | Yes | Yes | No | No | 5004269
| Other Room Exhaust Fans |  | Broan-NuTone LLC | Broan | 509S |  | 0 |  | 8" | Direct | HS | 0.03 | 200 | 8.5 |  |  | NO | Yes | Yes | Yes | No | No | 5004273
| Bathroom Exhaust Fans |  | Delta Electronics Inc. | Delta | 50F |  | 0 |  | 3" | Horizontal | HS | 0.25 | 36 | 1.2 | 6.3 | 5.7 | Yes | Yes | Yes | Yes | Yes | Yes | 1004868
| Bathroom Exhaust Fans |  | Delta Electronics Inc. | Delta | 50F |  | 0 |  | 3" | Horizontal | HS | 0.1 | 50 | 1 | 6.4 | 7.8 | Yes | Yes | Yes | Yes | Yes | Yes | 1004868
| Bathroom Exhaust Fans |  | Delta Electronics Inc. | Delta | 50F-LED |  | 0 |  | 4" | Horizontal | HS | 0.1 | 50 | 0.7 | 5 | 10.0 | Yes | Yes | Yes | Yes | Yes | Yes | 1005475
| Bathroom Exhaust Fans |  | Delta Electronics Inc. | Delta | 50F-LED |  | 0 |  | 4" | Horizontal | HS | 0.25 | 38 | 1.3 | 7 | 5.4 | Yes | Yes | Yes | Yes | Yes | Yes | 1005475
| Other Room Exhaust Fans |  | Broan-NuTone LLC | Broan | 512M |  | 0 |  | 6" | Direct | HS | 0.03 | 70 | 6 |  |  | NO | No | No | Yes | No | Yes | 5004264
| Bathroom Exhaust Fans |  | Lowe's Companies Inc. | Utilitech | 604626 |  | 0 |  | 4" | Horizontal | HS | 0.1 | 90 | 1.5 | 30.6 | 2.9 | NO | Yes | Yes | Yes | No | No | 1006208
| Bathroom Exhaust Fans |  | Lowe's Companies Inc. | Utilitech | 604626 |  | 0 |  | 4" | Horizontal | HS | 0.25 | 78 | 1.5 | 29.7 | 2.6 | NO | Yes | Yes | Yes | No | No | 1006208
| Bathroom Exhaust Fans |  | Lowe's Companies Inc. | Utilitech | 604629 |  | 0 |  | 4" | Horizontal Exhaust | HS | 0.25 | 94 |  | 36.7 | 2.5 | NO | Yes | Yes | Yes | No | No | 1007073
| Bathroom Exhaust Fans |  | Lowe's Companies Inc. | Utilitech | 604629 |  | 0 |  | 4" | Horizontal Exhaust | HS | 0.1 | 110 | 1.2 | 37.3 | 2.9 | NO | Yes | Yes | Yes | No | No | 1007073
| Kitchen Range Hoods | Microwave | IKEA of Sweden AB | IKEA | 605.153.03 | 24 | 0 |  | 3 1/4" x 10" | Horizontal | WS | 0.028 | 100 | 2 |  |  | NO | N/A | N/A | N/A | N/A | N/A | 4507383
| Kitchen Range Hoods | Microwave | IKEA of Sweden AB | IKEA | 605.153.03 | 24 | 0 |  | 3 1/4" x 10" | Vertical | WS | 0.028 | 110 | 1.5 |  |  | NO | N/A | N/A | N/A | N/A | N/A | 4507383
| Kitchen Range Hoods | Microwave | IKEA of Sweden AB | IKEA | 605.153.03 | 24 | 0 |  | 3 1/4" x 10" | Horizontal | HS | 0.1 | 210 | 6.5 |  |  | NO | N/A | N/A | N/A | N/A | N/A | 4507383
| Kitchen Range Hoods | Microwave | IKEA of Sweden AB | IKEA | 605.153.03 | 24 | 0 |  | 3 1/4" x 10" | Vertical | HS | 0.1 | 220 | 6.5 |  |  | NO | N/A | N/A | N/A | N/A | N/A | 4507383
| Bathroom Exhaust Fans |  | Homewerks Worldwide LLC | Home NetWerks | 6201-500 |  | 0 |  | 4" | Horizontal | HS | 0.1 | 90 | 1.1 | 41.2 | 2.1 | NO | No | No | No | No | No | 1006205
| Bathroom Exhaust Fans |  | Homewerks Worldwide LLC | Home NetWerks | 6201-500 |  | 0 |  | 4" | Horizontal | HS | 0.25 | 76 | 1.4 | 40.5 | 1.8 | NO | No | No | No | No | No | 1006205
| Kitchen Range Hoods |  | The Home Depot USA Inc. | Vissani | 631T1/YP11(75) | 30 | 0 |  | 6" | Vertical | LS | 0.1 | 140 | 2 | 95.7 |  | NO | N/A | N/A | N/A | N/A | N/A | 4508514
| Kitchen Range Hoods |  | The Home Depot USA Inc. | Vissani | 631T1/YP11(75) | 30 | 0 |  | 6" | Vertical | HS | 0.1 | 320 | 7.5 | 175 |  | NO | N/A | N/A | N/A | N/A | N/A | 4508514
| Bathroom Exhaust Fans |  | Broan-NuTone LLC | Broan | 659 |  | 0 |  | 4" | Horizontal | HS | 0.1 | 50 | 2.5 |  |  | NO | No | No | Yes | No | Yes | 1007140
| Bathroom Exhaust Fans |  | Broan-NuTone LLC | Broan | 671 |  | 0 |  | 3" | Horizontal | HS | 0.1 | 70 | 6 |  |  | NO | No | No | Yes | No | Yes | 1007150
| Bathroom Exhaust Fans |  | Broan-NuTone LLC | Broan-NuTone | 671 = 1667EH with 1671F |  | 0 |  | 3" | Horizontal | HS | 0.1 | 70 | 6 |  |  | NO | No | No | Yes | No | Yes | 1008125
| Bathroom Exhaust Fans |  | Broan-NuTone LLC | Broan | 671 = 1667H with 1671F |  | 0 |  | 3" | Horizontal | HS | 0.1 | 70 | 6 |  |  | NO | No | No | Yes | No | Yes | 1007153
| Bathroom Exhaust Fans |  | Broan-NuTone LLC | Broan | 678 |  | 0 |  | 4" | Horizontal | HS | 0.1 | 50 | 2.5 | 36.6 |  | NO | No | No | Yes | No | No | 1006963
| Bathroom Exhaust Fans |  | Broan-NuTone LLC | Broan | 678 |  | 0 |  | 4" | Horizontal | HS | 0.25 | 31 | 3 | 35.9 |  | NO | No | No | Yes | No | No | 1006963
| Bathroom Exhaust Fans |  | Broan-NuTone LLC | Broan | 678 = 2677H with 2678F |  | 0 |  | 4" | Horizontal | HS | 0.25 | 31 | 3 | 35.9 |  | NO | No | No | Yes | No | No | 1006964
| Bathroom Exhaust Fans |  | Broan-NuTone LLC | Broan | 678 = 2677H with 2678F |  | 0 |  | 4" | Horizontal | HS | 0.1 | 50 | 2.5 | 36.6 |  | NO | No | No | Yes | No | No | 1006964
| Bathroom Exhaust Fans |  | Broan-NuTone LLC | Broan | 678 = 3677H with 2678F |  | 0 |  | 4" | Horizontal | HS | 0.25 | 31 | 3 | 35.9 |  | NO | No | No | Yes | No | No | 1006965
| Bathroom Exhaust Fans |  | Broan-NuTone LLC | Broan | 678 = 3677H with 2678F |  | 0 |  | 4" | Horizontal | HS | 0.1 | 50 | 2.5 | 36.6 |  | NO | No | No | Yes | No | No | 1006965
| Bathroom Exhaust Fans |  | Broan-NuTone LLC | Broan | 679 |  | 0 |  | 4" | Horizontal | HS | 0.1 | 70 | 3.5 |  |  | NO | No | No | Yes | No | Yes | 1007141
| Bathroom Exhaust Fans |  | Broan-NuTone LLC | Broan | 679L |  | 0 |  | 4" | Horizontal | HS | 0.1 | 70 | 3.5 |  |  | NO | No | No | Yes | No | Yes | 1007142
| Bathroom Exhaust Fans |  | Broan-NuTone LLC | Broan | 688 |  | 0 |  | 3" | Horizontal | HS | 0.1 | 50 | 4 |  |  | NO | No | No | Yes | No | Yes | 1007135
| Bathroom Exhaust Fans |  | Broan-NuTone LLC | Broan-NuTone | 688 = 1667EH with 1688F |  | 0 |  | 3" | Horizontal | HS | 0.1 | 50 | 4 |  |  | NO | No | No | Yes | No | Yes | 1008133
| Bathroom Exhaust Fans |  | Broan-NuTone LLC | Broan | 688 = 1667H with 1688F |  | 0 |  | 3" | Horizontal | HS | 0.1 | 50 | 4 |  |  | NO | No | No | Yes | No | Yes | 1007137
| Bathroom Exhaust Fans |  | Broan-NuTone LLC | Broan | 6884 = 6884EH with 1688F |  | 0 |  | 4" | Horizontal | HS | 0.1 | 50 | 4 | 37 |  | NO | No | No | Yes | No | Yes | 1008132
| Bathroom Exhaust Fans |  | Broan-NuTone LLC | Broan | 6884 = 6884H WITH 1688F |  | 0 |  | 3" | Horizontal | HS | 0.1 | 50 | 4 |  |  | NO | No | No | Yes | No | Yes | 1007138
| Bathroom Exhaust Fans |  | Broan-NuTone LLC | Broan-NuTone | 6884E = 6884EH with 1688EF |  | 0 |  | 4" | Horizontal | HS | 0.25 | 38 |  | 16.1 |  | Yes | Yes | Yes | Yes | Yes | Yes | 1008265
| Bathroom Exhaust Fans |  | Broan-NuTone LLC | Broan-NuTone | 6884E = 6884EH with 1688EF |  | 0 |  | 4" | Horizontal | HS | 0.1 | 50 | 2 | 17 | 2.9 | Yes | Yes | Yes | Yes | Yes | Yes | 1008265
| Bathroom Exhaust Fans |  | Broan-NuTone LLC | Broan-NuTone | 6884E = 6884H with 1688EF |  | 0 |  | 4" | Horizontal | HS | 0.25 | 38 |  | 16.1 |  | Yes | Yes | Yes | Yes | Yes | Yes | 1008263
| Bathroom Exhaust Fans |  | Broan-NuTone LLC | Broan-NuTone | 6884E = 6884H with 1688EF |  | 0 |  | 4" | Horizontal | HS | 0.1 | 50 | 2 | 17 | 2.9 | Yes | Yes | Yes | Yes | Yes | Yes | 1008263
| Bathroom Exhaust Fans |  | Broan-NuTone LLC | Broan-NuTone | 6884ES |  | 0 |  | 4" | Horizontal | HS | 0.25 | 38 |  | 16.1 |  | Yes | Yes | Yes | Yes | Yes | Yes | 1008418
| Bathroom Exhaust Fans |  | Broan-NuTone LLC | Broan-NuTone | 6884ES |  | 0 |  | 4" | Horizontal | HS | 0.1 | 50 | 2 | 17 | 2.9 | Yes | Yes | Yes | Yes | Yes | Yes | 1008418
| Bathroom Exhaust Fans |  | Broan-NuTone LLC | Broan-NuTone | 6884ES = 6884EH with 1688ESF |  | 0 |  | 4" | Horizontal | HS | 0.25 | 38 |  | 16.1 |  | Yes | Yes | Yes | Yes | Yes | Yes | 1008419
| Bathroom Exhaust Fans |  | Broan-NuTone LLC | Broan-NuTone | 6884ES = 6884EH with 1688ESF |  | 0 |  | 4" | Horizontal | HS | 0.1 | 50 | 2 | 17 | 2.9 | Yes | Yes | Yes | Yes | Yes | Yes | 1008419
| Bathroom Exhaust Fans |  | Broan-NuTone LLC | Broan-NuTone | 6884ES = 6884H with 1688ESF |  | 0 |  | 4" | Horizontal | HS | 0.25 | 38 |  | 16.1 |  | Yes | Yes | Yes | Yes | Yes | Yes | 1008420
| Bathroom Exhaust Fans |  | Broan-NuTone LLC | Broan-NuTone | 6884ES = 6884H with 1688ESF |  | 0 |  | 4" | Horizontal | HS | 0.1 | 50 | 2 | 17 | 2.9 | Yes | Yes | Yes | Yes | Yes | Yes | 1008420
| Bathroom Exhaust Fans |  | Broan-NuTone LLC | Broan-NuTone | 688E |  | 0 |  | 3" | Horizontal Exhaust | HS | 0.1 | 50 | 2 | 17 |  | Yes | Yes | Yes | Yes | Yes | Yes | 1008273
| Bathroom Exhaust Fans |  | Broan-NuTone LLC | Broan-NuTone | 688E |  | 0 |  | 3" | Horizontal Exhaust | HS | 0.25 | 36 |  | 15.8 |  | Yes | Yes | Yes | Yes | Yes | Yes | 1008273
| Bathroom Exhaust Fans |  | Broan-NuTone LLC | Broan-NuTone | 688E = 1667EH with 1688EF |  | 0 |  | 3" | Horizontal | HS | 0.25 | 36 |  | 15.8 |  | Yes | Yes | Yes | Yes | Yes | Yes | 1008279
| Bathroom Exhaust Fans |  | Broan-NuTone LLC | Broan-NuTone | 688E = 1667EH with 1688EF |  | 0 |  | 3" | Horizontal | HS | 0.1 | 50 | 2 | 17 |  | Yes | Yes | Yes | Yes | Yes | Yes | 1008279
| Bathroom Exhaust Fans |  | Broan-NuTone LLC | Broan-NuTone | 688E = 1667H with 1688EF |  | 0 |  | 3" | Horizontal | HS | 0.25 | 36 |  | 15.8 |  | Yes | Yes | Yes | Yes | Yes | Yes | 1008282
| Bathroom Exhaust Fans |  | Broan-NuTone LLC | Broan-NuTone | 688E = 1667H with 1688EF |  | 0 |  | 3" | Horizontal | HS | 0.1 | 50 | 2 | 17 |  | Yes | Yes | Yes | Yes | Yes | Yes | 1008282
| Bathroom Exhaust Fans |  | Broan-NuTone LLC | Broan-NuTone | 688ES |  | 0 |  | 3" | Horizontal | HS | 0.25 | 36 |  | 15.8 |  | Yes | Yes | Yes | Yes | Yes | Yes | 1008415
| Bathroom Exhaust Fans |  | Broan-NuTone LLC | Broan-NuTone | 688ES |  | 0 |  | 3" | Horizontal | HS | 0.1 | 50 | 2 | 17 |  | Yes | Yes | Yes | Yes | Yes | Yes | 1008415
| Bathroom Exhaust Fans |  | Broan-NuTone LLC | Broan-NuTone | 688ES = 1667EH with 1688ESF |  | 0 |  | 3" | Horizontal | HS | 0.25 | 36 |  | 15.8 |  | Yes | Yes | Yes | Yes | Yes | Yes | 1008416
| Bathroom Exhaust Fans |  | Broan-NuTone LLC | Broan-NuTone | 688ES = 1667EH with 1688ESF |  | 0 |  | 3" | Horizontal | HS | 0.1 | 50 | 2 | 17 |  | Yes | Yes | Yes | Yes | Yes | Yes | 1008416
| Bathroom Exhaust Fans |  | Broan-NuTone LLC | Broan-NuTone | 688ES = 1667H with 1688ESF |  | 0 |  | 3" | Horizontal | HS | 0.25 | 36 |  | 15.8 |  | Yes | Yes | Yes | Yes | Yes | Yes | 1008417
| Bathroom Exhaust Fans |  | Broan-NuTone LLC | Broan-NuTone | 688ES = 1667H with 1688ESF |  | 0 |  | 3" | Horizontal | HS | 0.1 | 50 | 2 | 17 |  | Yes | Yes | Yes | Yes | Yes | Yes | 1008417
| Bathroom Exhaust Fans |  | Broan-NuTone LLC | Broan | 688ESL |  | 0 |  | 3" | Horizontal | HS | 0.25 | 36 |  | 15.8 |  | Yes | Yes | Yes | Yes | Yes | Yes | 1008668
| Bathroom Exhaust Fans |  | Broan-NuTone LLC | Broan | 688ESL |  | 0 |  | 3" | Horizontal | HS | 0.1 | 50 | 2 | 17 |  | Yes | Yes | Yes | Yes | Yes | Yes | 1008668
| Bathroom Exhaust Fans |  | Broan-NuTone LLC | Broan | 696 |  | 0 |  | 4" | Horizontal | HS | 0.1 | 100 | 4.5 |  |  | NO | No | No | Yes | No | Yes | 1006488
| Bathroom Exhaust Fans |  | Broan-NuTone LLC | Broan-NuTone | 6964NE = 6884EH with 1696NEF |  | 0 |  | 4" | Horizontal | HS | 0.25 | 38 |  | 16.1 |  | Yes | Yes | Yes | Yes | Yes | Yes | 1008267
| Bathroom Exhaust Fans |  | Broan-NuTone LLC | Broan-NuTone | 6964NE = 6884EH with 1696NEF |  | 0 |  | 4" | Horizontal | HS | 0.1 | 50 | 2 | 17 | 2.9 | Yes | Yes | Yes | Yes | Yes | Yes | 1008267
| Bathroom Exhaust Fans |  | Broan-NuTone LLC | Broan-NuTone | 6964NE = 6884H with 1696NEF |  | 0 |  | 4" | Horizontal | HS | 0.25 | 38 |  | 16.1 |  | Yes | Yes | Yes | Yes | Yes | Yes | 1008266
| Bathroom Exhaust Fans |  | Broan-NuTone LLC | Broan-NuTone | 6964NE = 6884H with 1696NEF |  | 0 |  | 4" | Horizontal | HS | 0.1 | 50 | 2 | 17 | 2.9 | Yes | Yes | Yes | Yes | Yes | Yes | 1008266
| Bathroom Exhaust Fans |  | Broan-NuTone LLC | NuTone | 696N |  | 0 |  | 3" | Horizontal | HS | 0.1 | 50 | 4 |  |  | NO | No | No | Yes | No | Yes | 1007865
| Bathroom Exhaust Fans |  | Broan-NuTone LLC | Broan-NuTone | 696NE |  | 0 |  | 3" | Horizontal Exhaust | HS | 0.1 | 50 | 2 | 17 | 2.9 | Yes | Yes | Yes | Yes | Yes | Yes | 1008281
| Bathroom Exhaust Fans |  | Broan-NuTone LLC | Broan-NuTone | 696NE |  | 0 |  | 3" | Horizontal Exhaust | HS | 0.25 | 36 |  | 15.8 |  | Yes | Yes | Yes | Yes | Yes | Yes | 1008281
| Bathroom Exhaust Fans |  | Broan-NuTone LLC | Broan-NuTone | 696NE = 1667EH with 1696NEF |  | 0 |  | 3" | Horizontal Exhaust | HS | 0.1 | 50 | 2 | 17 | 2.9 | Yes | Yes | Yes | Yes | Yes | Yes | 1008280
| Bathroom Exhaust Fans |  | Broan-NuTone LLC | Broan-NuTone | 696NE = 1667EH with 1696NEF |  | 0 |  | 3" | Horizontal Exhaust | HS | 0.25 | 36 |  | 15.8 |  | Yes | Yes | Yes | Yes | Yes | Yes | 1008280
| Kitchen Range Hoods | Microwave | IKEA of Sweden AB | IKEA | 704.621.63 | 30 | 0 |  | 3 1/4" x 10" | Vertical | WS | 0.036 | 100 | 1.3 |  |  | NO | N/A | N/A | N/A | N/A | N/A | 4505962
| Kitchen Range Hoods | Microwave | IKEA of Sweden AB | IKEA | 704.621.63 | 30 | 0 |  | 3 1/4" x 10" | Vertical | HS | 0.1 | 170 | 4 |  |  | NO | N/A | N/A | N/A | N/A | N/A | 4505962
| Kitchen Range Hoods | Microwave | IKEA of Sweden AB | IKEA | 704.621.63 | 30 | 0 |  | 3 1/4" x 10" | Horizontal | WS | 0.036 | 100 | 1.4 |  |  | NO | N/A | N/A | N/A | N/A | N/A | 4505962
| Kitchen Range Hoods | Microwave | IKEA of Sweden AB | IKEA | 704.621.63 | 30 | 0 |  | 3 1/4" x 10" | Horizontal | HS | 0.1 | 160 | 4 |  |  | NO | N/A | N/A | N/A | N/A | N/A | 4505962
| Kitchen Range Hoods | Microwave | IKEA of Sweden AB | IKEA | 705.529.55 | 30 | 0 |  | 3 1/4" X 10" | Horizontal | WS | 0.029 | 90 | 2 |  |  | NO | N/A | N/A | N/A | N/A | N/A | 4507659
| Kitchen Range Hoods | Microwave | IKEA of Sweden AB | IKEA | 705.529.55 | 30 | 0 |  | 3 1/4" x 10" | Vertical | WS | 0.016 | 90 | 2 |  |  | NO | N/A | N/A | N/A | N/A | N/A | 4507659
| Kitchen Range Hoods | Microwave | IKEA of Sweden AB | IKEA | 705.529.55 | 30 | 0 |  | 3 1/4" X 10" | Vertical | HS | 0.1 | 240 | 6.5 |  |  | NO | N/A | N/A | N/A | N/A | N/A | 4507659
| Kitchen Range Hoods | Microwave | IKEA of Sweden AB | IKEA | 705.529.55 | 30 | 0 |  | 3 1/4" X 10" | Horizontal | HS | 0.1 | 240 | 7 |  |  | NO | N/A | N/A | N/A | N/A | N/A | 4507659
| Bathroom Exhaust Fans |  | Delta Electronics Inc. | Delta | 70BT |  | 0 |  | 4" | Horizontal | HS | 0.1 | 70 | 1 | 8.4 | 8.3 | Yes | Yes | Yes | Yes | Yes | Yes | 1004678
| Bathroom Exhaust Fans |  | Delta Electronics Inc. | Delta | 70BT |  | 0 |  | 4" | Horizontal | HS | 0.25 | 59 | 1.5 | 10 | 5.9 | Yes | Yes | Yes | Yes | Yes | Yes | 1004678
| Bathroom Exhaust Fans |  | Delta Electronics Inc. | Delta | 70F |  | 0 |  | 3" | Horizontal | HS | 0.1 | 70 | 2 | 13.2 | 5.3 | Yes | Yes | Yes | Yes | Yes | Yes | 1004534
| Bathroom Exhaust Fans |  | Delta Electronics Inc. | Delta | 70F |  | 0 |  | 3" | Horizontal | HS | 0.25 | 54 | 1.5 | 11.6 | 4.6 | Yes | Yes | Yes | Yes | Yes | Yes | 1004534
| Bathroom Exhaust Fans |  | Delta Electronics Inc. | Delta | 70HS |  | 0 |  | 3" | Horizontal | HS | 0.1 | 70 | 2 | 13.2 | 5.3 | Yes | Yes | Yes | Yes | Yes | Yes | 1004540
| Bathroom Exhaust Fans |  | Delta Electronics Inc. | Delta | 70HS |  | 0 |  | 3" | Horizontal | HS | 0.25 | 54 | 1.5 | 11.6 | 4.6 | Yes | Yes | Yes | Yes | Yes | Yes | 1004540
| Bathroom Exhaust Fans |  | Lowe's Companies Inc. | Utilitech | 7105-06 |  | 0 |  | 4" | Horizontal Exhaust | HS | 0.1 | 90 | 2 | 28 |  | NO | Yes | Yes | Yes | Yes | Yes | 1006534
| Bathroom Exhaust Fans |  | Lowe's Companies Inc. | Utilitech | 7105-06 |  | 0 |  | 4" | Horizontal Exhaust | HS | 0.25 | 78 |  | 25 |  | NO | Yes | Yes | Yes | Yes | Yes | 1006534
| Bathroom Exhaust Fans |  | Homewerks Worldwide LLC | Homewerks Worldwide | 7105-06 |  | 0 |  | 4" | Horizontal | HS | 0.1 | 100 | 2.5 |  |  | NO | Yes | Yes | Yes | Yes | Yes | 1006760
| Bathroom Exhaust Fans |  | Homewerks Worldwide LLC | Homewerks Worldwide | 7105-06 |  | 0 |  | 4" | Horizontal | HS | 0.25 | 84 |  |  |  | NO | Yes | Yes | Yes | Yes | Yes | 1006760
| Bathroom Exhaust Fans |  | Homewerks Worldwide LLC | Homewerks Worldwide | 7105-07 |  | 0 |  | 4" | Horizontal | HS | 0.25 | 84 |  |  |  | NO | Yes | Yes | Yes | Yes | Yes | 1006761
| Bathroom Exhaust Fans |  | Homewerks Worldwide LLC | Homewerks Worldwide | 7105-07 |  | 0 |  | 4" | Horizontal | HS | 0.1 | 100 | 2.5 |  |  | NO | Yes | Yes | Yes | Yes | Yes | 1006761
| Bathroom Exhaust Fans |  | Lowe's Companies Inc. | Utilitech | 7105-08-L |  | 0 |  | 4" | Horizontal Exhaust | HS | 0.1 | 80 | 1.1 | 28 |  | Yes | Yes | Yes | Yes | Yes | Yes | 1007111
| Bathroom Exhaust Fans |  | Lowe's Companies Inc. | Utilitech | 7105-08-L |  | 0 |  | 4" | Horizontal | HS | 0.25 | 57 |  |  |  | Yes | Yes | Yes | Yes | Yes | Yes | 1007111
| Bathroom Exhaust Fans |  | Homewerks Worldwide LLC | Home Netwerks | 7105-09-BN |  | 0 |  | 4" | Horizontal | HS | 0.25 | 72 |  |  |  | Yes | Yes | Yes | Yes | Yes | Yes | 1007914
| Bathroom Exhaust Fans |  | Homewerks Worldwide LLC | Home Netwerks | 7105-09-BN |  | 0 |  | 4" | Horizontal | HS | 0.1 | 90 | 1.5 | 25 |  | Yes | Yes | Yes | Yes | Yes | Yes | 1007914
| Bathroom Exhaust Fans |  | Lowe's Companies Inc. | Utilitech | 7105-09-L |  | 0 |  | 4" | Horizontal Exhaust | HS | 0.1 | 90 | 1.5 | 25 |  | Yes | Yes | Yes | Yes | Yes | Yes | 1007407
| Bathroom Exhaust Fans |  | Lowe's Companies Inc. | Utilitech | 7105-09-L |  | 0 |  | 4" | Horizontal | HS | 0.25 | 72 |  |  |  | Yes | Yes | Yes | Yes | Yes | Yes | 1007407
| Bathroom Exhaust Fans |  | Homewerks Worldwide LLC | Homewerks Worldwide | 7105-09-MB |  | 0 |  | 4" | Horizontal | HS | 0.25 | 72 |  |  |  | Yes | Yes | Yes | Yes | Yes | Yes | 1007913
| Bathroom Exhaust Fans |  | Homewerks Worldwide LLC | Homewerks Worldwide | 7105-09-MB |  | 0 |  | 4" | Horizontal | HS | 0.1 | 90 | 1.5 | 25 |  | Yes | Yes | Yes | Yes | Yes | Yes | 1007913
| Bathroom Exhaust Fans |  | Homewerks Worldwide LLC | Homewerks Worldwide | 7105-10 |  | 0 |  | 4" | Horizontal | HS | 0.1 | 70 | 1 | 25 |  | Yes | Yes | Yes | Yes | Yes | Yes | 1007312
| Bathroom Exhaust Fans |  | Homewerks Worldwide LLC | Homewerks Worldwide | 7105-10 |  | 0 |  | 4" | Horizontal | HS | 0.25 | 55 |  |  |  | Yes | Yes | Yes | Yes | Yes | Yes | 1007312
| Bathroom Exhaust Fans |  | Homewerks Worldwide LLC | Homewerks Worldwide | 7105-10-MB |  | 0 |  | 4" | Horizontal | HS | 0.25 | 55 |  |  |  | Yes | Yes | Yes | Yes | Yes | Yes | 1007912
| Bathroom Exhaust Fans |  | Homewerks Worldwide LLC | Homewerks Worldwide | 7105-10-MB |  | 0 |  | 4" | Horizontal | HS | 0.1 | 70 | 1 | 25 |  | Yes | Yes | Yes | Yes | Yes | Yes | 1007912
| Bathroom Exhaust Fans |  | Homewerks Worldwide LLC | Tuscany | 7105-11-M |  | 0 |  | 4" | Horizontal | HS | 0.25 | 55 |  |  |  | Yes | Yes | Yes | Yes | Yes | Yes | 1007620
| Bathroom Exhaust Fans |  | Homewerks Worldwide LLC | Tuscany | 7105-11-M |  | 0 |  | 4" | Horizontal | HS | 0.1 | 70 | 1 | 25 |  | Yes | Yes | Yes | Yes | Yes | Yes | 1007620
| Bathroom Exhaust Fans |  | Homewerks Worldwide LLC | Homewerks Worldwide | 7105-12-BN |  | 0 |  | 4" | Horizontal | HS | 0.25 | 70 |  |  |  | Yes | Yes | Yes | Yes | Yes | Yes | 1008013
| Bathroom Exhaust Fans |  | Homewerks Worldwide LLC | Homewerks Worldwide | 7105-12-BN |  | 0 |  | 4" | Horizontal | HS | 0.1 | 100 | 2 | 28 |  | Yes | Yes | Yes | Yes | Yes | Yes | 1008013
| Bathroom Exhaust Fans |  | Homewerks Worldwide LLC | Homewerks Worldwide | 7105-12-MB |  | 0 |  | 4" | Horizontal | HS | 0.1 | 100 | 2 | 28 |  | Yes | Yes | Yes | Yes | Yes | Yes | 1008012
| Bathroom Exhaust Fans |  | Homewerks Worldwide LLC | Homewerks Worldwide | 7105-12-MB |  | 0 |  | 4" | Horizontal | HS | 0.25 | 70 |  |  |  | Yes | Yes | Yes | Yes | Yes | Yes | 1008012
| Bathroom Exhaust Fans |  | Homewerks Worldwide LLC | Tosca | 7106-03 |  | 0 |  | 4" | Horizontal Exhaust | HS | 0.1 | 80 | 2 | 20.8 | 3.8 | NO | Yes | Yes | Yes | Yes | Yes | 1006395
| Bathroom Exhaust Fans |  | Homewerks Worldwide LLC | Tosca | 7106-03 |  | 0 |  | 4" | Horizontal Exhaust | HS | 0.25 | 64 |  | 19.7 | 3.2 | NO | Yes | Yes | Yes | Yes | Yes | 1006395
| Bathroom Exhaust Fans |  | Homewerks Worldwide LLC | Homewerks Worldwide | 7107-03HW |  | 0 |  | 4" | Horizontal | HS | 0.25 | 90 |  | 27.7 | 3.2 | Yes | Yes | Yes | Yes | Yes | Yes | 1007369
| Bathroom Exhaust Fans |  | Homewerks Worldwide LLC | Homewerks Worldwide | 7107-03HW |  | 0 |  | 4" | Horizontal | HS | 0.1 | 110 | 1 | 28.4 | 3.8 | Yes | Yes | Yes | Yes | Yes | Yes | 1007369
| Bathroom Exhaust Fans |  | Lowe's Companies Inc. | Utilitech | 7111-04-L |  | 0 |  | 3" | Horizontal | HS | 0.1 | 70 | 2 | 13.2 | 5.3 | Yes | Yes | Yes | Yes | Yes | Yes | 1004972
| Bathroom Exhaust Fans |  | Lowe's Companies Inc. | Utilitech | 7111-04-L |  | 0 |  | 3" | Horizontal | HS | 0.25 | 52 | 1.5 | 11.6 | 4.4 | Yes | Yes | Yes | Yes | Yes | Yes | 1004972
| Bathroom Exhaust Fans |  | Lowe's Companies Inc. | Utilitech | 7113-01-L |  | 0 |  | 4" Round | Horizontal | HS | 0.1 | 90 | 1.5 | 30.6 | 2.9 | NO | Yes | Yes | Yes | No | No | 1002503
| Bathroom Exhaust Fans |  | Lowe's Companies Inc. | Utilitech | 7113-01-L |  | 0 |  | 4" Round | Horizontal | HS | 0.25 | 78 | 1.5 | 29.7 | 2.6 | NO | Yes | Yes | Yes | No | No | 1002503
| Bathroom Exhaust Fans |  | The Home Depot USA Inc. | Hampton Bay | 7114-02 |  | 0 |  | 3" | Horizontal Exhaust | HS | 0.25 | 36 |  |  |  | Yes | Yes | Yes | Yes | Yes | Yes | 1007570
| Bathroom Exhaust Fans |  | The Home Depot USA Inc. | Hampton Bay | 7114-02 |  | 0 |  | 3" | Horizontal Exhaust | HS | 0.1 | 50 | 1 | 8 | 6.2 | Yes | Yes | Yes | Yes | Yes | Yes | 1007570
| Bathroom Exhaust Fans |  | Homewerks Worldwide LLC | Homewerks Worldwide | 7114-02-HW |  | 0 |  | 3" | Horizontal | HS | 0.25 | 36 |  |  |  | Yes | Yes | Yes | Yes | Yes | Yes | 1007927
| Bathroom Exhaust Fans |  | Homewerks Worldwide LLC | Homewerks Worldwide | 7114-02-HW |  | 0 |  | 3" | Horizontal | HS | 0.1 | 50 | 1 | 8 |  | Yes | Yes | Yes | Yes | Yes | Yes | 1007927
| Bathroom Exhaust Fans |  | Lowe's Companies Inc. | Utilitech | 7114-02-L |  | 0 |  | 3" | Horizontal | HS | 0.25 | 36 |  |  |  | Yes | Yes | Yes | Yes | Yes | Yes | 1008404
| Bathroom Exhaust Fans |  | Lowe's Companies Inc. | Utilitech | 7114-02-L |  | 0 |  | 3" | Horizontal | HS | 0.1 | 50 | 1 | 8 | 6.2 | Yes | Yes | Yes | Yes | Yes | Yes | 1008404
| Bathroom Exhaust Fans |  | Lowe's Companies Inc. | Utilitech | 7115-01 |  | 0 |  | 4" | Horizontal | HS | 0.1 | 100 | 1.5 | 17 | 5.8 | Yes | Yes | Yes | Yes | Yes | Yes | 1005046
| Bathroom Exhaust Fans |  | Lowe's Companies Inc. | Utilitech | 7115-01 |  | 0 |  | 4" | Horizontal | HS | 0.25 | 85 | 2 | 21 | 4.0 | Yes | Yes | Yes | Yes | Yes | Yes | 1005046
| Bathroom Exhaust Fans |  | Lowe's Companies Inc. | Utilitech | 7115-02 |  | 0 |  | 4" | Horizontal | 100 CFM | 0.1 | 100 | 1.5 | 17 | 5.8 | Yes | Yes | Yes | Yes | Yes | Yes | 1007482
| Bathroom Exhaust Fans |  | Lowe's Companies Inc. | Utilitech | 7115-02 |  | 0 |  | 4" | Horizontal | 100 CFM | 0.25 | 84 | 2 | 20 | 4.2 | Yes | Yes | Yes | Yes | Yes | Yes | 1007482
| Bathroom Exhaust Fans |  | Lowe's Companies Inc. | Utilitech | 7115-02-BN |  | 0 |  | 4" | Horizontal | 100 CFM | 0.1 | 100 | 1.5 | 17 | 5.8 | Yes | Yes | Yes | Yes | Yes | Yes | 1007483
| Bathroom Exhaust Fans |  | Lowe's Companies Inc. | Utilitech | 7115-02-BN |  | 0 |  | 4" | Horizontal | 100 CFM | 0.25 | 84 | 2 | 20 | 4.2 | Yes | Yes | Yes | Yes | Yes | Yes | 1007483
| Bathroom Exhaust Fans |  | Lowe's Companies Inc. | Utilitech | 7115-02-CH |  | 0 |  | 4" | Horizontal | 100 CFM | 0.1 | 100 | 1.5 | 17 | 5.8 | Yes | Yes | Yes | Yes | Yes | Yes | 1007484
| Bathroom Exhaust Fans |  | Lowe's Companies Inc. | Utilitech | 7115-02-CH |  | 0 |  | 4" | Horizontal | 100 CFM | 0.25 | 84 | 2 | 20 | 4.2 | Yes | Yes | Yes | Yes | Yes | Yes | 1007484
| Bathroom Exhaust Fans |  | Lowe's Companies Inc. | Utilitech | 7115-02-MB |  | 0 |  | 4" | Horizontal | 100 CFM | 0.1 | 100 | 1.5 | 17 | 5.8 | Yes | Yes | Yes | Yes | Yes | Yes | 1007485
| Bathroom Exhaust Fans |  | Lowe's Companies Inc. | Utilitech | 7115-02-MB |  | 0 |  | 4" | Horizontal | 100 CFM | 0.25 | 84 | 2 | 20 | 4.2 | Yes | Yes | Yes | Yes | Yes | Yes | 1007485
| Bathroom Exhaust Fans |  | Lowe's Companies Inc. | Utilitech | 7115-03 |  | 0 |  | 4" | Horizontal | 100 CFM | 0.1 | 100 | 1.5 | 17 | 5.8 | Yes | Yes | Yes | Yes | Yes | Yes | 1007486
| Bathroom Exhaust Fans |  | Lowe's Companies Inc. | Utilitech | 7115-03 |  | 0 |  | 4" | Horizontal | 100 CFM | 0.25 | 85 | 2 | 21 | 4.0 | Yes | Yes | Yes | Yes | Yes | Yes | 1007486
| Bathroom Exhaust Fans |  | Lowe's Companies Inc. | Utilitech | 7116-02 |  | 0 |  | 6" | Horizontal | HS | 0.25 | 117 | 1.5 | 20 | 5.8 | Yes | Yes | Yes | Yes | Yes | Yes | 1005182
| Bathroom Exhaust Fans |  | Lowe's Companies Inc. | Utilitech | 7116-02 |  | 0 |  | 6" | Horizontal | HS | 0.1 | 150 | 1 | 20 | 7.5 | Yes | Yes | Yes | Yes | Yes | Yes | 1005182
| Bathroom Exhaust Fans |  | Homewerks Worldwide LLC | Homewerks Worldwide | 7117-01-BN |  | 0 |  | 4" | Horizontal | HS | 0.25 | 65 |  | 20 |  | Yes | Yes | Yes | Yes | Yes | Yes | 1008551
| Bathroom Exhaust Fans |  | Homewerks Worldwide LLC | Homewerks Worldwide | 7117-01-BN |  | 0 |  | 4" | Horizontal | HS | 0.1 | 80 | 1.1 | 28 |  | Yes | Yes | Yes | Yes | Yes | Yes | 1008551
| Bathroom Exhaust Fans |  | Homewerks Worldwide LLC | Homewerks Worldwide | 7117-01-WH |  | 0 |  | 4" | Horizontal | HS | 0.25 | 65 |  | 20 |  | Yes | Yes | Yes | Yes | Yes | Yes | 1008550
| Bathroom Exhaust Fans |  | Homewerks Worldwide LLC | Homewerks Worldwide | 7117-01-WH |  | 0 |  | 4" | Horizontal | HS | 0.1 | 80 | 1.1 | 28 |  | Yes | Yes | Yes | Yes | Yes | Yes | 1008550
| Bathroom Exhaust Fans |  | Homewerks Worldwide LLC | Homewerks Worldwide | 7117-01-WH/BN |  | 0 |  | 4" | Horizontal Exhaust | HS | 0.1 | 80 | 1.1 | 28 |  | NO | Yes | Yes | Yes | Yes | Yes | 1006178
| Bathroom Exhaust Fans |  | Homewerks Worldwide LLC | Homewerks Worldwide | 7117-01-WH/BN |  | 0 |  | 4" | Horizontal Exhaust | HS | 0.25 | 65 |  | 20 |  | NO | Yes | Yes | Yes | Yes | Yes | 1006178
| Bathroom Exhaust Fans |  | Homewerks Worldwide LLC | Tosca | 7117-02-BN |  | 0 |  | 4" | Horizontal | HS | 0.1 | 80 | 1 | 28 |  | Yes | Yes | Yes | Yes | Yes | Yes | 1008157
| Bathroom Exhaust Fans |  | Homewerks Worldwide LLC | Tosca | 7117-02-BN |  | 0 |  | 4" | Horizontal | HS | 0.25 | 56 |  |  |  | Yes | Yes | Yes | Yes | Yes | Yes | 1008157
| Bathroom Exhaust Fans |  | Homewerks Worldwide LLC | Homewerks Worldwide | 7117-02-BN |  | 0 |  | 4" | Horizontal | HS | 0.25 | 56 |  |  |  | Yes | Yes | Yes | Yes | Yes | Yes | 1008164
| Bathroom Exhaust Fans |  | Homewerks Worldwide LLC | Homewerks Worldwide | 7117-02-BN |  | 0 |  | 4" | Horizontal | HS | 0.1 | 80 | 1 | 28 |  | Yes | Yes | Yes | Yes | Yes | Yes | 1008164
| Bathroom Exhaust Fans |  | Homewerks Worldwide LLC | Homewerks Worldwide | 7117-02-HW |  | 0 |  | 4" | Horizontal | HS | 0.25 | 56 |  |  |  | Yes | Yes | Yes | Yes | Yes | Yes | 1008538
| Bathroom Exhaust Fans |  | Homewerks Worldwide LLC | Homewerks Worldwide | 7117-02-HW |  | 0 |  | 4" | Horizontal | HS | 0.1 | 80 | 1 | 28 |  | Yes | Yes | Yes | Yes | Yes | Yes | 1008538
| Bathroom Exhaust Fans |  | Lowe's Companies Inc. | Utilitech | 7123-02-L |  | 0 |  | 4" | Horizontal Exhaust | HS | 0.1 | 80 | 1.5 | 11.3 | 7.0 | NO | No | No | Yes | No | Yes | 1004918
| Bathroom Exhaust Fans |  | Homewerks Worldwide LLC | Home NetWerks | 7130-03-BT |  | 0 |  | 4" | Horizontal | HS | 0.1 | 90 | 1.5 | 32.6 | 2.7 | NO | Yes | Yes | Yes | No | No | 1004073
| Bathroom Exhaust Fans |  | Homewerks Worldwide LLC | Home NetWerks | 7130-03-BT |  | 0 |  | 4" | Horizontal | HS | 0.25 | 79 | 1.5 | 32 | 2.4 | NO | Yes | Yes | Yes | No | No | 1004073
| Bathroom Exhaust Fans |  | Homewerks Worldwide LLC | Homewerks Worldwide | 7130-03-BT |  | 0 |  | 4" | Horizontal | HS | 0.25 | 79 | 1.5 | 32 | 2.4 | NO | Yes | Yes | Yes | No | No | 1007543
| Bathroom Exhaust Fans |  | Homewerks Worldwide LLC | Homewerks Worldwide | 7130-03-BT |  | 0 |  | 4" | Horizontal | HS | 0.1 | 90 | 1.5 | 32.6 | 2.7 | NO | Yes | Yes | Yes | No | No | 1007543
| Bathroom Exhaust Fans |  | Homewerks Worldwide LLC | Home NetWerks | 7130-04-BT |  | 0 |  | 4" | Horizontal | HS | 0.1 | 70 | 1.5 | 9.1 | 7.6 | NO | No | No | Yes | No | Yes | 1007167
| Bathroom Exhaust Fans |  | Homewerks Worldwide LLC | Homewerks Worldwide | 7130-04-BT |  | 0 |  | 4" | Horizontal | HS | 0.1 | 70 | 1.5 | 9.1 | 7.6 | NO | No | No | Yes | No | Yes | 1007168
| Bathroom Exhaust Fans |  | Homewerks Worldwide LLC | Homewerks Worldwide | 7130-13-BT |  | 0 |  | 4" | Horizontal | HS | 0.1 | 110 | 1.5 | 29.7 | 3.7 | NO | Yes | Yes | Yes | Yes | Yes | 1006726
| Bathroom Exhaust Fans |  | Homewerks Worldwide LLC | Homewerks Worldwide | 7130-13-BT |  | 0 |  | 4" | Horizontal | HS | 0.25 | 91 |  | 29 | 3.1 | NO | Yes | Yes | Yes | Yes | Yes | 1006726
| Bathroom Exhaust Fans |  | Homewerks Worldwide LLC | Home NetWerks | 7130-13-BT |  | 0 |  | 4" | Horizontal Exhaust | HS | 0.1 | 110 | 1.5 | 29.7 | 3.7 | NO | Yes | Yes | Yes | Yes | Yes | 1006117
| Bathroom Exhaust Fans |  | Homewerks Worldwide LLC | Home NetWerks | 7130-13-BT |  | 0 |  | 4" | Horizontal Exhaust | HS | 0.25 | 91 |  | 29 | 3.1 | NO | Yes | Yes | Yes | Yes | Yes | 1006117
| Bathroom Exhaust Fans |  | Homewerks Worldwide LLC | Homewerks Worldwide | 7130-14-BT |  | 0 |  | 4" | Horizontal Exhaust | HS | 0.1 | 70 | 1.5 | 17.1 | 4.0 | NO | Yes | Yes | Yes | Yes | Yes | 1007535
| Bathroom Exhaust Fans |  | Homewerks Worldwide LLC | Homewerks Worldwide | 7130-14-BT |  | 0 |  | 4" | Horizontal Exhaust | HS | 0.25 | 52 |  | 15.3 | 3.3 | NO | Yes | Yes | Yes | Yes | Yes | 1007535
| Bathroom Exhaust Fans |  | Homewerks Worldwide LLC | Home NetWerks | 7130-15-BT |  | 0 |  | 4" | Horizontal Exhaust | HS | 0.1 | 110 | 1.5 | 28.2 | 3.9 | NO | Yes | Yes | Yes | Yes | Yes | 1006090
| Bathroom Exhaust Fans |  | Homewerks Worldwide LLC | Home NetWerks | 7130-15-BT |  | 0 |  | 4" | Horizontal Exhaust | HS | 0.25 | 91 |  | 27.7 | 3.2 | NO | Yes | Yes | Yes | Yes | Yes | 1006090
| Bathroom Exhaust Fans |  | Homewerks Worldwide LLC | Home NetWerks | 7130-16-BT |  | 0 |  | 4" | Horizontal | HS | 0.1 | 110 | 1.5 | 28.2 | 3.9 | NO | Yes | Yes | Yes | Yes | Yes | 1005821
| Bathroom Exhaust Fans |  | Homewerks Worldwide LLC | Home NetWerks | 7130-16-BT |  | 0 |  | 4" | Horizontal | HS | 0.25 | 96 |  | 27.4 | 3.5 | NO | Yes | Yes | Yes | Yes | Yes | 1005821
| Bathroom Exhaust Fans |  | Homewerks Worldwide LLC | Homewerks Worldwide | 7130-16-BT |  | 0 |  | 4" | Horizontal | HS | 0.25 | 96 |  | 27.4 | 3.5 | NO | Yes | Yes | Yes | Yes | Yes | 1006727
| Bathroom Exhaust Fans |  | Homewerks Worldwide LLC | Homewerks Worldwide | 7130-16-BT |  | 0 |  | 4" | Horizontal | HS | 0.1 | 110 | 1.5 | 28.2 | 3.9 | NO | Yes | Yes | Yes | Yes | Yes | 1006727
| Bathroom Exhaust Fans |  | The Home Depot USA Inc. | Commercial Electric | 7130-16-CE |  | 0 |  | 4" | Horizontal | HS | 0.1 | 110 | 1.5 | 30 | 3.6 | Yes | Yes | Yes | Yes | Yes | Yes | 1007861
| Bathroom Exhaust Fans |  | The Home Depot USA Inc. | Commercial Electric | 7130-16-CE |  | 0 |  | 4" | Horizontal | HS | 0.25 | 98 |  | 28.4 | 3.4 | Yes | Yes | Yes | Yes | Yes | Yes | 1007861
| Bathroom Exhaust Fans |  | Homewerks Worldwide LLC | Homewerks Worldwide | 7130-18-BT |  | 0 |  | 4" | Horizontal Exhaust | HS | 0.1 | 80 | 1.5 | 17.2 | 4.6 | NO | Yes | Yes | Yes | Yes | Yes | 1007393
| Bathroom Exhaust Fans |  | Homewerks Worldwide LLC | Homewerks Worldwide | 7130-18-BT |  | 0 |  | 4" | Horizontal Exhaust | HS | 0.25 | 60 |  | 15.9 | 3.7 | NO | Yes | Yes | Yes | Yes | Yes | 1007393
| Bathroom Exhaust Fans |  | Homewerks Worldwide LLC | Home NetWerks | 7130-18-BT |  | 0 |  | 4" | Horizontal | HS | 0.1 | 80 | 1.5 | 19.8 | 4.0 | NO | Yes | Yes | Yes | Yes | Yes | 1005822
| Bathroom Exhaust Fans |  | Homewerks Worldwide LLC | Home NetWerks | 7130-18-BT |  | 0 |  | 4" | Horizontal | HS | 0.25 | 64 |  | 18.4 | 3.4 | NO | Yes | Yes | Yes | Yes | Yes | 1005822
| Bathroom Exhaust Fans |  | The Home Depot USA Inc. | Commercial Electric | 7130-18-CE |  | 0 |  | 4" | Horizontal | HS | 0.1 | 80 | 1.5 | 21.3 | 3.7 | Yes | Yes | Yes | Yes | Yes | Yes | 1007862
| Bathroom Exhaust Fans |  | The Home Depot USA Inc. | Commercial Electric | 7130-18-CE |  | 0 |  | 4" | Horizontal | HS | 0.25 | 60 |  | 19.9 | 3.0 | Yes | Yes | Yes | Yes | Yes | Yes | 1007862
| Bathroom Exhaust Fans |  | Homewerks Worldwide LLC | Homewerks Worldwide | 7130-19-BT |  | 0 |  | 4" | Horizontal | HS | 0.25 | 69 |  | 18.6 | 3.7 | Yes | Yes | Yes | Yes | Yes | Yes | 1007998
| Bathroom Exhaust Fans |  | Homewerks Worldwide LLC | Homewerks Worldwide | 7130-19-BT |  | 0 |  | 4" | Horizontal | HS | 0.1 | 80 | 1.5 | 21 | 3.8 | Yes | Yes | Yes | Yes | Yes | Yes | 1007998
| Bathroom Exhaust Fans |  | Homewerks Worldwide LLC | Homewerks Worldwide | 7130-20-BT |  | 0 |  | 4" | Horizontal Exhaust | HS | 0.1 | 110 | 1.5 | 29.9 | 3.6 | NO | Yes | Yes | Yes | Yes | Yes | 1007186
| Bathroom Exhaust Fans |  | Homewerks Worldwide LLC | Homewerks Worldwide | 7130-20-BT |  | 0 |  | 4" | Horizontal Exhaust | HS | 0.25 | 90 |  | 28.7 | 3.1 | NO | Yes | Yes | Yes | Yes | Yes | 1007186
| Bathroom Exhaust Fans |  | The Home Depot USA Inc. | Commercial Electric | 7130-20-CE |  | 0 |  | 4" | Horizontal | HS | 0.1 | 110 | 1.5 | 30.2 | 3.6 | Yes | Yes | Yes | Yes | Yes | Yes | 1007863
| Bathroom Exhaust Fans |  | The Home Depot USA Inc. | Commercial Electric | 7130-20-CE |  | 0 |  | 4" | Horizontal | HS | 0.25 | 92 |  | 28.9 | 3.1 | Yes | Yes | Yes | Yes | Yes | Yes | 1007863
| Bathroom Exhaust Fans |  | Homewerks Worldwide LLC | Homewerks Worldwide | 7130-33-BT |  | 0 |  | 4" | Horizontal Exhaust | HS | 0.25 | 59 |  | 15.5 | 3.8 | NO | Yes | Yes | Yes | Yes | Yes | 1007394
| Bathroom Exhaust Fans |  | Homewerks Worldwide LLC | Homewerks Worldwide | 7130-33-BT |  | 0 |  | 4" | Horizontal Exhaust | HS | 0.1 | 80 | 1.5 | 17.1 | 4.6 | NO | Yes | Yes | Yes | Yes | Yes | 1007394
| Bathroom Exhaust Fans |  | Homewerks Worldwide LLC | Home NetWerks | 7130-33-BT |  | 0 |  | 4" | Horizontal Exhaust | HS | 0.1 | 80 | 1.5 | 19.4 | 4.1 | NO | No | No | Yes | No | Yes | 1006326
| Bathroom Exhaust Fans |  | Homewerks Worldwide LLC | Home NetWerks | 7130-33-BT |  | 0 |  | 4" | Horizontal Exhaust | HS | 0.25 | 44 |  | 17.2 | 2.5 | NO | No | No | Yes | No | Yes | 1006326
| Bathroom Exhaust Fans |  | Homewerks Worldwide LLC | Homewerks Worldwide | 7130-40-BT |  | 0 |  | 4" | Horizontal | HS | 0.1 | 90 | 1.2 | 13 | 6.9 | Yes | Yes | Yes | Yes | Yes | Yes | 1007984
| Bathroom Exhaust Fans |  | Homewerks Worldwide LLC | Homewerks Worldwide | 7130-40-BT |  | 0 |  | 4" | Horizontal | HS | 0.25 | 84 |  | 14.2 | 5.9 | Yes | Yes | Yes | Yes | Yes | Yes | 1007984
| Bathroom Exhaust Fans |  | Lowe's Companies Inc. | Utilitech | 7131-04 |  | 0 |  | 4" | Horizontal | HS | 0.1 | 100 | 1.5 | 17 | 5.8 | Yes | Yes | Yes | Yes | Yes | Yes | 1007647
| Bathroom Exhaust Fans |  | Lowe's Companies Inc. | Utilitech | 7131-04 |  | 0 |  | 4" | Horizontal | HS | 0.25 | 85 | 2 | 21 | 4.0 | Yes | Yes | Yes | Yes | Yes | Yes | 1007647
| Bathroom Exhaust Fans |  | The Home Depot USA Inc. | Commercial Electric | 7132-12-CE |  | 0 |  | 4" | Horizontal | HS | 0.1 | 80 | 1.1 | 28 | 2.8 | Yes | Yes | Yes | Yes | Yes | Yes | 1007864
| Bathroom Exhaust Fans |  | The Home Depot USA Inc. | Commercial Electric | 7132-12-CE |  | 0 |  | 4" | Horizontal | HS | 0.25 | 57 |  |  |  | Yes | Yes | Yes | Yes | Yes | Yes | 1007864
| Bathroom Exhaust Fans |  | The Home Depot USA Inc. | Hampton Bay | 7136-02 |  | 0 |  | 6" | Horizontal Exhaust | HS | 0.1 | 140 | 1 | 38 | 3.6 | Yes | Yes | Yes | Yes | Yes | Yes | 1006691
| Bathroom Exhaust Fans |  | The Home Depot USA Inc. | Hampton Bay | 7136-02 |  | 0 |  | 6" | Horizontal Exhaust | HS | 0.25 | 117 |  | 36.1 | 3.2 | Yes | Yes | Yes | Yes | Yes | Yes | 1006691
| Bathroom Exhaust Fans |  | Homewerks Worldwide LLC | Homewerks Worldwide | 7136-02HW |  | 0 |  | 6" | Horizontal | HS | 0.25 | 117 |  | 36.1 | 3.2 | Yes | Yes | Yes | Yes | Yes | Yes | 1006738
| Bathroom Exhaust Fans |  | Homewerks Worldwide LLC | Homewerks Worldwide | 7136-02HW |  | 0 |  | 6" | Horizontal | HS | 0.1 | 140 | 1 | 38 | 3.6 | Yes | Yes | Yes | Yes | Yes | Yes | 1006738
| Bathroom Exhaust Fans |  | Homewerks Worldwide LLC | Homewerks Worldwide | 7140-110 |  | 0 |  | 4" | Horizontal Exhaust | HS | 0.1 | 110 | 2.5 | 31 |  | NO | No | No | Yes | No | Yes | 1006177
| Bathroom Exhaust Fans |  | Homewerks Worldwide LLC | Homewerks Worldwide | 7140-110 |  | 0 |  | 4" | Horizontal Exhaust | HS | 0.25 | 84 |  | 28 |  | NO | No | No | Yes | No | Yes | 1006177
| Bathroom Exhaust Fans |  | Homewerks Worldwide LLC | Homewerks Worldwide | 7140-110-G3 |  | 0 |  | 4" | Horizontal | HS | 0.25 | 91 |  |  |  | Yes | Yes | Yes | Yes | Yes | Yes | 1007318
| Bathroom Exhaust Fans |  | Homewerks Worldwide LLC | Homewerks Worldwide | 7140-110-G3 |  | 0 |  | 4" | Horizontal | HS | 0.1 | 110 | 2 | 31 |  | Yes | Yes | Yes | Yes | Yes | Yes | 1007318
| Bathroom Exhaust Fans |  | Homewerks Worldwide LLC | Homewerks Worldwide | 7140-50 |  | 0 |  | 4" | Horizontal | HS | 0.1 | 50 | 1 | 18.3 |  | Yes | Yes | Yes | Yes | Yes | Yes | 1008546
| Bathroom Exhaust Fans |  | Homewerks Worldwide LLC | Homewerks Worldwide | 7140-50 |  | 0 |  | 4" | Horizontal | HS | 0.25 | 39 |  |  |  | Yes | Yes | Yes | Yes | Yes | Yes | 1008546
| Bathroom Exhaust Fans |  | Homewerks Worldwide LLC | Homewerks Worldwide | 7140-50-G3 |  | 0 |  | 4" | Horizontal | HS | 0.1 | 50 | 1 | 17 |  | NO | No | No | Yes | No | Yes | 1006888
| Bathroom Exhaust Fans |  | Homewerks Worldwide LLC | Homewerks Worldwide | 7140-50-G3 |  | 0 |  | 4" | Horizontal | HS | 0.25 | 27 |  |  |  | NO | No | No | Yes | No | Yes | 1006888
| Bathroom Exhaust Fans |  | Guangdong Wintek Science and Technology Co. Ltd. | Wintek | 7140-50-PS |  | 0 |  | 3" | Horizontal | HS | 0.1 | 50 | 2 | 17 |  | Yes | Yes | Yes | Yes | Yes | Yes | 1008037
| Bathroom Exhaust Fans |  | Guangdong Wintek Science and Technology Co. Ltd. | Wintek | 7140-50-PS |  | 0 |  | 3" | Horizontal | HS | 0.25 | 35 |  |  |  | Yes | Yes | Yes | Yes | Yes | Yes | 1008037
<font color=red>New</font> | Bathroom Exhaust Fans |  | Homewerks Worldwide LLC | Homewerks Worldwide | 7140-70-HW |  | 0 |  | 4" | Horizontal | HS | 0.25 | 49 |  |  |  | Yes | Yes | Yes | Yes | Yes | Yes | 1008713
<font color=red>New</font> | Bathroom Exhaust Fans |  | Homewerks Worldwide LLC | Homewerks Worldwide | 7140-70-HW |  | 0 |  | 4" | Horizontal | HS | 0.1 | 70 | 2 | 25 |  | Yes | Yes | Yes | Yes | Yes | Yes | 1008713
| Bathroom Exhaust Fans |  | Lowe's Companies Inc. | Project Source | 7140-70-PS |  | 0 |  | 4" | Horizontal | HS | 0.1 | 70 | 2 | 25 |  | Yes | Yes | Yes | Yes | Yes | Yes | 1008053
| Bathroom Exhaust Fans |  | Lowe's Companies Inc. | Project Source | 7140-70-PS |  | 0 |  | 4" | Horizontal | HS | 0.25 | 49 |  |  |  | Yes | Yes | Yes | Yes | Yes | Yes | 1008053
| Bathroom Exhaust Fans |  | Homewerks Worldwide LLC | Homewerks Worldwide | 7140-80 |  | 0 |  | 4" | Horizontal | HS | 0.1 | 80 | 1.5 | 28 |  | Yes | Yes | Yes | Yes | Yes | Yes | 1006876
| Bathroom Exhaust Fans |  | Homewerks Worldwide LLC | Homewerks Worldwide | 7140-80 |  | 0 |  | 4" | Horizontal | HS | 0.25 | 57 |  |  |  | Yes | Yes | Yes | Yes | Yes | Yes | 1006876
| Bathroom Exhaust Fans |  | Homewerks Worldwide LLC | Homewerks Worldwide | 7140-80-G3 |  | 0 |  | 4" | Horizontal | HS | 0.1 | 80 | 1.5 | 28 |  | Yes | Yes | Yes | Yes | Yes | Yes | 1006872
| Bathroom Exhaust Fans |  | Homewerks Worldwide LLC | Homewerks Worldwide | 7140-80-G3 |  | 0 |  | 4" | Horizontal | HS | 0.25 | 58 |  |  |  | Yes | Yes | Yes | Yes | Yes | Yes | 1006872
| Bathroom Exhaust Fans |  | Homewerks Worldwide LLC | Homewerks Worldwide | 7141-110 |  | 0 |  | 4" | Horizontal | HS | 0.25 | 85 |  |  |  | Yes | Yes | Yes | Yes | Yes | Yes | 1008547
| Bathroom Exhaust Fans |  | Homewerks Worldwide LLC | Homewerks Worldwide | 7141-110 |  | 0 |  | 4" | Horizontal | HS | 0.1 | 110 | 2 | 31 |  | Yes | Yes | Yes | Yes | Yes | Yes | 1008547
| Bathroom Exhaust Fans |  | Homewerks Worldwide LLC | Homewerks Worldwide | 7141-110-G4 |  | 0 |  | 4" | Horizontal | HS | 0.1 | 110 | 2 | 31 |  | Yes | Yes | Yes | Yes | Yes | Yes | 1007317
| Bathroom Exhaust Fans |  | Homewerks Worldwide LLC | Homewerks Worldwide | 7141-110-G4 |  | 0 |  | 4" | Horizontal | HS | 0.25 | 90 |  |  |  | Yes | Yes | Yes | Yes | Yes | Yes | 1007317
| Bathroom Exhaust Fans |  | Homewerks Worldwide LLC | Homewerks Worldwide | 7141-50 |  | 0 |  | 4" | Horizontal | HS | 0.1 | 50 | 0.7 | 19 |  | NO | No | No | No | No | No | 1006510
| Bathroom Exhaust Fans |  | Homewerks Worldwide LLC | Homewerks Worldwide | 7141-50 |  | 0 |  | 4" | Horizontal | HS | 0.25 | 37 |  | 16.1 |  | NO | No | No | No | No | No | 1006510
| Bathroom Exhaust Fans |  | Homewerks Worldwide LLC | Homewerks Worldwide | 7141-50-G4 |  | 0 |  | 4" | Horizontal | HS | 0.25 | 35 |  |  |  | Yes | Yes | Yes | Yes | Yes | Yes | 1007511
| Bathroom Exhaust Fans |  | Homewerks Worldwide LLC | Homewerks Worldwide | 7141-50-G4 |  | 0 |  | 4" | Horizontal Exhaust | HS | 0.1 | 50 | 0.7 | 17.5 |  | Yes | Yes | Yes | Yes | Yes | Yes | 1007511
| Bathroom Exhaust Fans |  | Homewerks Worldwide LLC | Homewerks Worldwide | 7141-80 |  | 0 |  | 4" | Horizontal Exhaust | HS | 0.1 | 80 | 1.1 | 28 |  | NO | Yes | Yes | Yes | Yes | Yes | 1006181
| Bathroom Exhaust Fans |  | Homewerks Worldwide LLC | Homewerks Worldwide | 7141-80 |  | 0 |  | 4" | Horizontal Exhaust | HS | 0.25 | 60 |  | 20 |  | NO | Yes | Yes | Yes | Yes | Yes | 1006181
| Bathroom Exhaust Fans |  | Homewerks Worldwide LLC | Homewerks Worldwide | 7141-80-CTA |  | 0 |  | 4" | Horizontal | HS | 0.25 | 59 |  |  |  | Yes | Yes | Yes | Yes | Yes | Yes | 1008094
| Bathroom Exhaust Fans |  | Homewerks Worldwide LLC | Homewerks Worldwide | 7141-80-CTA |  | 0 |  | 4" | Horizontal | HS | 0.1 | 80 | 1 | 28 |  | Yes | Yes | Yes | Yes | Yes | Yes | 1008094
| Bathroom Exhaust Fans |  | Homewerks Worldwide LLC | Homewerks Worldwide | 7141-80-G3 |  | 0 |  | 4" | Horizontal | HS | 0.1 | 80 | 1.1 | 28 | 2.8 | NO | Yes | Yes | Yes | Yes | Yes | 1007860
| Bathroom Exhaust Fans |  | Homewerks Worldwide LLC | Homewerks Worldwide | 7141-80-G3 |  | 0 |  | 4" | Horizontal | HS | 0.25 | 57 |  |  |  | NO | Yes | Yes | Yes | Yes | Yes | 1007860
| Bathroom Exhaust Fans |  | Homewerks Worldwide LLC | Homewerks Worldwide | 7141-80-G4 |  | 0 |  | 4" | Horizontal | HS | 0.1 | 80 | 1.1 | 28 |  | Yes | Yes | Yes | Yes | Yes | Yes | 1007310
| Bathroom Exhaust Fans |  | Homewerks Worldwide LLC | Homewerks Worldwide | 7141-80-G4 |  | 0 |  | 4" | Horizontal | HS | 0.25 | 61 |  |  |  | Yes | Yes | Yes | Yes | Yes | Yes | 1007310
| Bathroom Exhaust Fans |  | Homewerks Worldwide LLC | Homewerks Worldwide | 7141-80-HW |  | 0 |  | 4" | Horizontal | HS | 0.25 | 59 |  |  |  | Yes | Yes | Yes | Yes | Yes | Yes | 1008714
| Bathroom Exhaust Fans |  | Homewerks Worldwide LLC | Homewerks Worldwide | 7141-80-HW |  | 0 |  | 4" | Horizontal | HS | 0.1 | 80 | 1 | 28 |  | Yes | Yes | Yes | Yes | Yes | Yes | 1008714
| Bathroom Exhaust Fans |  | Lowe's Companies Inc. | Utilitech | 7141-80-L |  | 0 |  | 4" | Horizontal | HS | 0.25 | 59 |  |  |  | Yes | Yes | Yes | Yes | Yes | Yes | 1008001
| Bathroom Exhaust Fans |  | Lowe's Companies Inc. | Utilitech | 7141-80-L |  | 0 |  | 4" | Horizontal | HS | 0.1 | 80 | 1 | 28 |  | Yes | Yes | Yes | Yes | Yes | Yes | 1008001
| Bathroom Exhaust Fans |  | Homewerks Worldwide LLC | Homewerks Worldwide | 7141-80-RGB |  | 0 |  | 4" | Horizontal | HS | 0.1 | 80 | 1 | 28 |  | Yes | Yes | Yes | Yes | Yes | Yes | 1008093
| Bathroom Exhaust Fans |  | Homewerks Worldwide LLC | Homewerks Worldwide | 7141-80-RGB |  | 0 |  | 4" | Horizontal | HS | 0.25 | 59 |  |  |  | Yes | Yes | Yes | Yes | Yes | Yes | 1008093
| Bathroom Exhaust Fans |  | Lowe's Companies Inc. | Utilitech | 7142-70-L |  | 0 |  | 3" | Horizontal | 70 CFM | 0.1 | 70 | 1.5 | 11.3 | 6.1 | Yes | Yes | Yes | Yes | Yes | Yes | 1008076
| Bathroom Exhaust Fans |  | Lowe's Companies Inc. | Utilitech | 7142-70-L |  | 0 |  | 3" | Horizontal | 70 CFM | 0.25 | 55 | 1.5 | 12 | 4.5 | Yes | Yes | Yes | Yes | Yes | Yes | 1008076
| Bathroom Exhaust Fans |  | Homewerks Worldwide LLC | Homewerks Worldwide | 7145-80v-HS |  | 0 |  | 4" | Horizontal Exhaust | HS | 0.1 | 110 | 1.5 | 29.4 | 3.7 | NO | Yes | Yes | Yes | Yes | Yes | 1006095
| Bathroom Exhaust Fans |  | Homewerks Worldwide LLC | Homewerks Worldwide | 7145-80v-HS |  | 0 |  | 4" | Horizontal Exhaust | HS | 0.25 | 92 |  | 28.7 | 3.2 | NO | Yes | Yes | Yes | Yes | Yes | 1006095
| Bathroom Exhaust Fans |  | Homewerks Worldwide LLC | Homewerks Worldwide | 7145-80v-HS |  | 0 |  | 4" | Horizontal Exhaust | LS | 0.1 | 80 | 1 | 21.4 | 3.7 | NO | Yes | Yes | Yes | Yes | Yes | 1006095
| Bathroom Exhaust Fans |  | Homewerks Worldwide LLC | Homewerks Worldwide | 7145-80v-HS |  | 0 |  | 4" | Horizontal Exhaust | LS | 0.25 | 61 |  | 20.4 | 2.9 | NO | Yes | Yes | Yes | Yes | Yes | 1006095
| Bathroom Exhaust Fans |  | Homewerks Worldwide LLC | Homewerks Worldwide | 7146-80-MS |  | 0 |  | 4" | Horizontal Exhaust | HS | 0.1 | 80 | 1.5 | 21.3 | 3.7 | NO | Yes | Yes | Yes | Yes | Yes | 1006091
| Bathroom Exhaust Fans |  | Homewerks Worldwide LLC | Homewerks Worldwide | 7146-80-MS |  | 0 |  | 4" | Horizontal Exhaust | HS | 0.25 | 58 |  | 19.2 | 3.0 | NO | Yes | Yes | Yes | Yes | Yes | 1006091
| Bathroom Exhaust Fans |  | Homewerks Worldwide LLC | Homewerks Worldwide | 7148-01-AX |  | 0 |  | 4" | Horizontal | HS | 0.25 | 87 |  |  |  | NO | Yes | Yes | Yes | Yes | Yes | 1006500
| Bathroom Exhaust Fans |  | Homewerks Worldwide LLC | Homewerks Worldwide | 7148-01-AX |  | 0 |  | 4" | Horizontal | HS | 0.1 | 110 | 1.5 | 28 |  | NO | Yes | Yes | Yes | Yes | Yes | 1006500
| Bathroom Exhaust Fans |  | Homewerks Worldwide LLC | Home Netwerks | 7148-110-G4 |  | 0 |  | 4" | Horizontal Exhaust | HS | 0.1 | 110 | 2 | 31 |  | Yes | Yes | Yes | Yes | Yes | Yes | 1007408
| Bathroom Exhaust Fans |  | Homewerks Worldwide LLC | Home Netwerks | 7148-110-G4 |  | 0 |  | 4" | Horizontal | HS | 0.25 | 89 |  |  |  | Yes | Yes | Yes | Yes | Yes | Yes | 1007408
| Bathroom Exhaust Fans |  | Broan-NuTone LLC | Broan | 744 |  | 0 |  | 4" | Horizontal | HS | 0.1 | 70 | 1.5 | 17.8 | 3.9 | Yes | Yes | Yes | Yes | Yes | Yes | 1007679
| Bathroom Exhaust Fans |  | Broan-NuTone LLC | Broan | 744 |  | 0 |  | 4" | Horizontal | HS | 0.25 | 56 |  |  |  | Yes | Yes | Yes | Yes | Yes | Yes | 1007679
| Bathroom Exhaust Fans |  | Broan-NuTone LLC | Broan | 744FL |  | 0 |  | 4" Round | Horizontal | HS | 0.1 | 70 | 1.5 | 25 | 2.7 | Yes | Yes | Yes | Yes | Yes | Yes | 1003578
| Bathroom Exhaust Fans |  | Broan-NuTone LLC | Broan | 744FL |  | 0 |  | 4" Round | Horizontal | HS | 0.25 | 55 |  |  |  | Yes | Yes | Yes | Yes | Yes | Yes | 1003578
| Bathroom Exhaust Fans |  | Broan-NuTone LLC | Broan | 744L |  | 0 |  | 4" | Horizontal | HS | 0.1 | 80 | 2 | 27.4 | 2.9 | Yes | Yes | Yes | Yes | Yes | Yes | 1007674
| Bathroom Exhaust Fans |  | Broan-NuTone LLC | Broan | 744L |  | 0 |  | 4" | Horizontal | LS | 0.1 | 50 | 0.3 | 10.7 | 4.6 | Yes | Yes | Yes | Yes | Yes | Yes | 1007674
| Bathroom Exhaust Fans |  | Broan-NuTone LLC | Broan | 744L |  | 0 |  | 4" | Horizontal | HS | 0.25 | 65 |  |  |  | Yes | Yes | Yes | Yes | Yes | Yes | 1007674
| Bathroom Exhaust Fans |  | Broan-NuTone LLC | Broan | 744L |  | 0 |  | 4" | Horizontal | LS | 0.25 | 35 |  |  |  | Yes | Yes | Yes | Yes | Yes | Yes | 1007674
| Bathroom Exhaust Fans |  | Broan-NuTone LLC | Broan | 744LED |  | 0 |  | 4" | Horizontal | HS | 0.1 | 70 | 1.5 | 25 | 2.7 | Yes | Yes | Yes | Yes | Yes | Yes | 1004808
| Bathroom Exhaust Fans |  | Broan-NuTone LLC | Broan | 744LED |  | 0 |  | 4" | Horizontal | HS | 0.25 | 55 |  |  |  | Yes | Yes | Yes | Yes | Yes | Yes | 1004808
| Bathroom Exhaust Fans |  | Broan-NuTone LLC | NuTone | 744RNL |  | 0 |  | 4" | Horizontal | HS | 0.1 | 80 | 2 | 27.4 | 2.9 | Yes | Yes | Yes | Yes | Yes | Yes | 1005939
| Bathroom Exhaust Fans |  | Broan-NuTone LLC | NuTone | 744RNL |  | 0 |  | 4" | Horizontal | LS | 0.1 | 50 | 0.3 | 10.7 | 4.6 | Yes | Yes | Yes | Yes | Yes | Yes | 1005939
| Bathroom Exhaust Fans |  | Broan-NuTone LLC | NuTone | 744RNL |  | 0 |  | 4" | Horizontal | HS | 0.25 | 65 |  |  |  | Yes | Yes | Yes | Yes | Yes | Yes | 1005939
| Bathroom Exhaust Fans |  | Broan-NuTone LLC | NuTone | 744RNL |  | 0 |  | 4" | Horizontal | LS | 0.25 | 35 |  |  |  | Yes | Yes | Yes | Yes | Yes | Yes | 1005939
| Bathroom Exhaust Fans |  | Broan-NuTone LLC | Broan | 750 |  | 0 |  | 4" | Horizontal | HS | 0.1 | 100 | 5 |  |  | NO | No | No | Yes | No | Yes | 1005992
| Bathroom Exhaust Fans |  | Broan-NuTone LLC | NuTone | 763 |  | 0 |  | 4" | Horizontal | HS | 0.25 | 31 | 3 | 35.9 |  | NO | No | No | Yes | No | No | 1006966
| Bathroom Exhaust Fans |  | Broan-NuTone LLC | NuTone | 763 |  | 0 |  | 4" | Horizontal | HS | 0.1 | 50 | 2.5 | 36.6 |  | NO | No | No | Yes | No | No | 1006966
| Bathroom Exhaust Fans |  | Broan-NuTone LLC | NuTone | 763 = 763H with 763F |  | 0 |  | 4" | Horizontal | HS | 0.25 | 31 | 3 | 35.9 |  | NO | No | No | Yes | No | No | 1006967
| Bathroom Exhaust Fans |  | Broan-NuTone LLC | NuTone | 763 = 763H with 763F |  | 0 |  | 4" | Horizontal | HS | 0.1 | 50 | 2.5 | 36.6 |  | NO | No | No | Yes | No | No | 1006967
| Bathroom Exhaust Fans |  | Broan-NuTone LLC | NuTone | 763N |  | 0 |  | 4" | Horizontal | HS | 0.25 | 31 | 3 | 35.9 |  | NO | No | No | Yes | No | No | 1006968
| Bathroom Exhaust Fans |  | Broan-NuTone LLC | NuTone | 763N |  | 0 |  | 4" | Horizontal | HS | 0.1 | 50 | 2.5 | 36.6 |  | NO | No | No | Yes | No | No | 1006968
| Bathroom Exhaust Fans |  | Broan-NuTone LLC | NuTone | 763NC |  | 0 |  | 4" | Horizontal | HS | 0.25 | 31 | 3 | 35.9 |  | NO | No | No | Yes | No | No | 1006969
| Bathroom Exhaust Fans |  | Broan-NuTone LLC | NuTone | 763NC |  | 0 |  | 4" | Horizontal | HS | 0.1 | 50 | 2.5 | 36.6 |  | NO | No | No | Yes | No | No | 1006969
| Bathroom Exhaust Fans |  | Broan-NuTone LLC | NuTone | 765H110L |  | 0 |  | 4" | Horizontal | HS | 0.1 | 110 | 2 | 34.9 |  | NO | No | No | Yes | No | No | 1005880
| Bathroom Exhaust Fans |  | Broan-NuTone LLC | NuTone | 765H110L |  | 0 |  | 4" | Horizontal | HS | 0.25 | 97 | 2.5 | 33.5 |  | NO | No | No | Yes | No | No | 1005880
| Bathroom Exhaust Fans |  | Broan-NuTone LLC | Broan | 765H110LB |  | 0 |  | 4" | Horizontal | HS | 0.25 | 97 | 2.5 | 33.5 |  | NO | No | No | Yes | No | No | 1006213
| Bathroom Exhaust Fans |  | Broan-NuTone LLC | Broan | 765H110LB |  | 0 |  | 4" | Horizontal | HS | 0.1 | 110 | 2 | 34.9 |  | NO | No | No | Yes | No | No | 1006213
| Bathroom Exhaust Fans |  | Broan-NuTone LLC | NuTone | 765H80L |  | 0 |  | 4" | Horizontal | HS | 0.1 | 80 | 2 | 26.2 | 3.0 | NO | Yes | Yes | Yes | Yes | Yes | 1005981
| Bathroom Exhaust Fans |  | Broan-NuTone LLC | NuTone | 765H80L |  | 0 |  | 4" | Horizontal | HS | 0.25 | 68 |  |  |  | NO | Yes | Yes | Yes | Yes | Yes | 1005981
| Bathroom Exhaust Fans |  | Broan-NuTone LLC | NuTone | 770RLTK |  | 0 |  | 4" | Horizontal | HS | 0.1 | 80 | 2.5 | 55.4 |  | NO | No | No | Yes | No | No | 1006131
| Bathroom Exhaust Fans |  | Broan-NuTone LLC | NuTone | 770RLTK |  | 0 |  | 4" | Horizontal | HS | 0.25 | 64 |  | 53.4 |  | NO | No | No | Yes | No | No | 1006131
| Bathroom Exhaust Fans |  | Broan-NuTone LLC | NuTone | 770RNLTK |  | 0 |  | 4" | Horizontal | HS | 0.1 | 80 | 2.5 | 55.4 |  | NO | No | No | Yes | No | No | 1006011
| Bathroom Exhaust Fans |  | Broan-NuTone LLC | NuTone | 770RNLTK |  | 0 |  | 4" | Horizontal | HS | 0.25 | 64 |  | 53.4 |  | NO | No | No | Yes | No | No | 1006011
| Bathroom Exhaust Fans |  | Broan-NuTone LLC | Broan | 791LEDM |  | 0 |  | 4" | Horizontal | HS | 0.1 | 110 | 1.5 | 26 | 4.2 | Yes | Yes | Yes | Yes | Yes | Yes | 1005746
| Bathroom Exhaust Fans |  | Broan-NuTone LLC | Broan | 791LEDM |  | 0 |  | 4" | Horizontal | HS | 0.25 | 93 | 2 | 24.3 |  | Yes | Yes | Yes | Yes | Yes | Yes | 1005746
| Bathroom Exhaust Fans |  | Broan-NuTone LLC | NuTone | 791LEDNTM |  | 0 |  | 4" | Horizontal | HS | 0.1 | 110 | 1.5 | 26 | 4.2 | Yes | Yes | Yes | Yes | Yes | Yes | 1005747
| Bathroom Exhaust Fans |  | Broan-NuTone LLC | NuTone | 791LEDNTM |  | 0 |  | 4" | Horizontal | HS | 0.25 | 93 | 2 | 24.3 |  | Yes | Yes | Yes | Yes | Yes | Yes | 1005747
| Bathroom Exhaust Fans |  | Delta Electronics Inc. | Delta | 80-120DS |  | 0 |  | 4" | Horizontal | HS | 0.25 | 98 | 2.5 | 21.7 | 4.5 | NO | No | No | Yes | No | Yes | 1004555
| Bathroom Exhaust Fans |  | Delta Electronics Inc. | Delta | 80-120DS |  | 0 |  | 4" | Horizontal | HS | 0.1 | 120 | 3 | 21.6 | 5.5 | NO | No | No | Yes | No | Yes | 1004555
| Bathroom Exhaust Fans |  | Delta Electronics Inc. | Delta | 80-120DS |  | 0 |  | 4" | Horizontal | LS | 0.25 | 64 | 1.5 | 9 | 7.1 | NO | No | No | Yes | No | Yes | 1004555
| Bathroom Exhaust Fans |  | Delta Electronics Inc. | Delta | 80-120DS |  | 0 |  | 4" | Horizontal | LS | 0.1 | 80 | 0.8 | 7.3 | 10.9 | NO | No | No | Yes | No | Yes | 1004555
| Remote Exterior Mounted Ventilators (REMV) |  | Wolf Appliance Inc. | Wolf | 801640 |  | 0 |  | 10" | Direct | HS | 0.1 | 590 |  | 264 | 2.2 | NO | No | No | No | No | No | 6000137
| Remote Exterior Mounted Ventilators (REMV) |  | Wolf Appliance Inc. | Wolf | 801640 |  | 0 |  | 10" | Direct | HS | 0.03 | 610 |  | 265 |  | NO | No | No | No | No | No | 6000137
| Remote Exterior Mounted Ventilators (REMV) |  | Wolf Appliance Inc. | Wolf | 801641 |  | 0 |  | 10" | Direct | HS | 0.1 | 840 |  | 532 | 1.5 | NO | No | No | No | No | No | 6000136
| Remote Exterior Mounted Ventilators (REMV) |  | Wolf Appliance Inc. | Wolf | 801641 |  | 0 |  | 10" | Direct | HS | 0.03 | 860 |  | 541 |  | NO | No | No | No | No | No | 6000136
| Bathroom Exhaust Fans |  | OceanAire HomeGoods Company | Hunter | 80200a |  | 0 |  | 4" | Horizontal Exhaust | HS | 0.1 | 70 | 2 |  |  | NO | No | No | Yes | No | Yes | 1007376
| Bathroom Exhaust Fans |  | Hearst Magazine Media Inc | Good Housekeeping | 80213 |  | 0 |  | 4" | Horizontal | HS | 0.1 | 80 | 2 |  |  | NO | No | No | Yes | No | Yes | 1007727
| Bathroom Exhaust Fans |  | Hearst Magazine Media Inc | Good Housekeeping | 80215 |  | 0 |  | 4" | Horizontal | HS | 0.1 | 80 | 2 |  |  | NO | No | No | Yes | No | Yes | 1007730
| Remote Exterior Mounted Ventilators (REMV) |  | Wolf Appliance Inc. | Wolf | 804701 |  | 0 |  | 10" | Direct | HS | 0.1 | 1380 |  | 469 | 2.9 | NO | No | No | No | No | No | 6000138
| Remote Exterior Mounted Ventilators (REMV) |  | Wolf Appliance Inc. | Wolf | 804701 |  | 0 |  | 10" | Direct | HS | 0.03 | 1400 |  | 467 |  | NO | No | No | No | No | No | 6000138
| Inline Fans | Single-port | Wolf Appliance Inc. | Wolf | 808331 |  | 0 |  | 10" | Horizontal | HS | 0.2 | 570 |  | 239 |  | NO | No | No | No | No | No | 3005128
| Inline Fans | Single-port | Wolf Appliance Inc. | Wolf | 808331 |  | 0 |  | 10" | Vertical | HS | 0.2 | 600 |  | 238 |  | NO | No | No | No | No | No | 3005128
| Inline Fans | Single-port | Wolf Appliance Inc. | Wolf | 808332 |  | 0 |  | 10" | Horizontal | HS | 0.2 | 1100 |  | 468 |  | NO | No | No | No | No | No | 3005129
| Inline Fans | Single-port | Wolf Appliance Inc. | Wolf | 808332 |  | 0 |  | 10" | Vertical | HS | 0.2 | 1000 |  | 517 |  | NO | No | No | No | No | No | 3005129
| Bathroom Exhaust Fans |  | Delta Electronics Inc. | Delta | 80F |  | 0 |  | 4" | Horizontal | HS | 0.25 | 64 | 1.5 | 12.5 | 5.1 | Yes | Yes | Yes | Yes | Yes | Yes | 1004548
| Bathroom Exhaust Fans |  | Delta Electronics Inc. | Delta | 80F |  | 0 |  | 4" | Horizontal | HS | 0.1 | 80 | 0.8 | 10.5 | 7.6 | Yes | Yes | Yes | Yes | Yes | Yes | 1004548
| Bathroom Exhaust Fans |  | Delta Electronics Inc. | Delta | 80F-DGL |  | 0 |  | 4" | Horizontal | HS | 0.25 | 64 | 1.5 | 12.5 | 5.1 | Yes | Yes | Yes | Yes | Yes | Yes | 1005667
| Bathroom Exhaust Fans |  | Delta Electronics Inc. | Delta | 80F-DGL |  | 0 |  | 4" | Horizontal | HS | 0.1 | 80 | 0.8 | 10.5 | 7.6 | Yes | Yes | Yes | Yes | Yes | Yes | 1005667
| Bathroom Exhaust Fans |  | Delta Electronics Inc. | Delta | 80F-HEATER |  | 0 |  | 4" | Horizontal | HS | 0.1 | 80 | 1.5 | 11.7 | 6.8 | NO | No | No | Yes | No | Yes | 1005544
| Bathroom Exhaust Fans |  | Delta Electronics Inc. | Delta | 80F-LED |  | 0 |  | 4" | Horizontal | HS | 0.25 | 60 | 1.5 | 11.5 | 5.2 | Yes | Yes | Yes | Yes | Yes | Yes | 1005474
| Bathroom Exhaust Fans |  | Delta Electronics Inc. | Delta | 80F-LED |  | 0 |  | 4" | Horizontal | HS | 0.1 | 80 | 1.5 | 11.3 | 7.0 | Yes | Yes | Yes | Yes | Yes | Yes | 1005474
| Bathroom Exhaust Fans |  | Delta Electronics Inc. | Delta | 80FL-HEATER |  | 0 |  | 4" | Horizontal | HS | 0.1 | 80 | 1.5 | 11.7 | 6.8 | NO | No | No | Yes | No | Yes | 1004920
| Bathroom Exhaust Fans |  | Delta Electronics Inc. | Delta | 80HLED |  | 0 |  | 4" | Horizontal | 80 CFM | 0.1 | 80 | 0.8 | 11 | 7.2 | Yes | Yes | Yes | Yes | Yes | Yes | 1006867
| Bathroom Exhaust Fans |  | Delta Electronics Inc. | Delta | 80HLED |  | 0 |  | 4" | Horizontal | 80 CFM | 0.25 | 63 | 1.5 | 13 | 4.8 | Yes | Yes | Yes | Yes | Yes | Yes | 1006867
| Bathroom Exhaust Fans |  | Delta Electronics Inc. | Delta | 80HS |  | 0 |  | 4" | Horizontal | 80 CFM | 0.25 | 56 | 0.8 | 9.3 | 6.0 | Yes | Yes | Yes | Yes | Yes | Yes | 1007194
| Bathroom Exhaust Fans |  | Delta Electronics Inc. | Delta | 80HS |  | 0 |  | 4" | Horizontal | 80 CFM | 0.1 | 80 | <0.3 | 7.2 | 11.1 | Yes | Yes | Yes | Yes | Yes | Yes | 1007194
| Bathroom Exhaust Fans |  | Delta Electronics Inc. | Delta | 80LED-ADJ |  | 0 |  | 4" | Horizontal | 80 CFM | 0.1 | 80 | 0.8 | 11 | 7.2 | Yes | Yes | Yes | Yes | Yes | Yes | 1006865
| Bathroom Exhaust Fans |  | Delta Electronics Inc. | Delta | 80LED-ADJ |  | 0 |  | 4" | Horizontal | 80 CFM | 0.25 | 63 | 1.5 | 13 | 4.8 | Yes | Yes | Yes | Yes | Yes | Yes | 1006865
| Bathroom Exhaust Fans |  | Delta Electronics Inc. | Delta | 80LED-HEATER-ADJ |  | 0 |  | 4" | Horizontal | HS | 0.1 | 80 | 1.5 | 11.7 | 6.8 | NO | No | No | Yes | No | Yes | 1005669
| Bathroom Exhaust Fans |  | Delta Electronics Inc. | Delta | 80RLED-ADJ |  | 0 |  | 4" | Horizontal | HS | 0.25 | 56 | 1.5 | 11.5 | 4.8 | Yes | Yes | Yes | Yes | Yes | Yes | 1005717
| Bathroom Exhaust Fans |  | Delta Electronics Inc. | Delta | 80RLED-ADJ |  | 0 |  | 4" | Horizontal | HS | 0.1 | 80 | 1.5 | 11.5 | 6.9 | Yes | Yes | Yes | Yes | Yes | Yes | 1005717
| Bathroom Exhaust Fans |  | Delta Electronics Inc. | Delta | 80RLED-ADJ-BN |  | 0 |  | 4" | Horizontal | HS | 0.1 | 80 | 1.5 | 11.5 | 6.9 | Yes | Yes | Yes | Yes | Yes | Yes | 1006649
| Bathroom Exhaust Fans |  | Delta Electronics Inc. | Delta | 80RLED-ADJ-BN |  | 0 |  | 4" | Horizontal | HS | 0.25 | 56 | 1.5 | 11.5 | 4.8 | Yes | Yes | Yes | Yes | Yes | Yes | 1006649
| Bathroom Exhaust Fans |  | Delta Electronics Inc. | Delta | 80RLED-ADJ-MB |  | 0 |  | 4" | Horizontal | HS | 0.1 | 80 | 1.5 | 11.5 | 6.9 | Yes | Yes | Yes | Yes | Yes | Yes | 1006650
| Bathroom Exhaust Fans |  | Delta Electronics Inc. | Delta | 80RLED-ADJ-MB |  | 0 |  | 4" | Horizontal | HS | 0.25 | 56 | 1.5 | 11.5 | 4.8 | Yes | Yes | Yes | Yes | Yes | Yes | 1006650
| Bathroom Exhaust Fans |  | Hearst Magazine Media Inc | Good Housekeeping | 81005 |  | 0 |  | 4" | Horizontal | HS | 0.1 | 70 | 2 |  |  | NO | No | No | Yes | No | Yes | 1007777
| Bathroom Exhaust Fans |  | Hearst Magazine Media Inc | Good Housekeeping | 81021 |  | 0 |  | 4" | Horizontal | HS | 0.1 | 90 | 2.5 |  |  | NO | No | No | Yes | No | Yes | 1007664
<font color=red>New</font> | Bathroom Exhaust Fans |  | Hearst Magazine Media Inc | Good Housekeeping | 81030 |  | 0 |  | 4" | Horizontal Exhaust | HS | 0.1 | 90 | 2.5 |  |  | NO | No | No | Yes | No | Yes | 1008753
<font color=red>New</font> | Bathroom Exhaust Fans |  | Hearst Magazine Media Inc | Good Housekeeping | 81031 |  | 0 |  | 4" | Horizontal | HS | 0.1 | 90 | 2.5 |  |  | NO | No | No | Yes | No | Yes | 1008754
<font color=red>New</font> | Bathroom Exhaust Fans |  | Hearst Magazine Media Inc | Good Housekeeping | 81032 |  | 0 |  | 4" | Horizontal | HS | 0.1 | 90 | 2.5 |  |  | NO | No | No | Yes | No | Yes | 1008755
| Kitchen Range Hoods | Power Unit | Wolf Appliance Inc. | Wolf | 810991 with compatible hood | 30 | 0 |  | 3 1/4" X 10" | Horizontal | WS | 0.006 | 110 | 0.8 | 42 |  | NO | N/A | N/A | N/A | N/A | N/A | 4508149
| Kitchen Range Hoods | Power Unit | Wolf Appliance Inc. | Wolf | 810991 with compatible hood | 30 | 0 |  | 3 1/4" X 10" | Horizontal | HS | 0.25 | 415 |  |  |  | NO | N/A | N/A | N/A | N/A | N/A | 4508149
| Kitchen Range Hoods | Power Unit | Wolf Appliance Inc. | Wolf | 810991 with compatible hood | 30 | 0 |  | 3 1/4" X 10" | Horizontal | HS | 0.1 | 460 | 8.5 | 202 |  | NO | N/A | N/A | N/A | N/A | N/A | 4508149
| Kitchen Range Hoods | Power Unit | Wolf Appliance Inc. | Wolf | 810991 with compatible hood | 30 | 0 |  | 3 1/4" X 10" | Vertical | WS | 0.009 | 130 | 0.6 | 42.3 |  | NO | N/A | N/A | N/A | N/A | N/A | 4508149
| Kitchen Range Hoods | Power Unit | Wolf Appliance Inc. | Wolf | 810991 with compatible hood | 30 | 0 |  | 3 1/4" X 10" | Vertical | HS | 0.25 | 380 |  |  |  | NO | N/A | N/A | N/A | N/A | N/A | 4508149
| Kitchen Range Hoods | Power Unit | Wolf Appliance Inc. | Wolf | 810991 with compatible hood | 30 | 0 |  | 3 1/4" X 10" | Vertical | HS | 0.1 | 420 | 9 | 190 |  | NO | N/A | N/A | N/A | N/A | N/A | 4508149
| Kitchen Range Hoods | Power Unit | Wolf Appliance Inc. | Wolf | 814419 with compatible hood | 30 | 0 |  | 8" | Vertical | WS | 0.011 | 100 | <0.3 | 33.7 |  | NO | N/A | N/A | N/A | N/A | N/A | 4508140
| Kitchen Range Hoods | Power Unit | Wolf Appliance Inc. | Wolf | 814419 with compatible hood | 30 | 0 |  | 8" | Vertical | HS | 0.25 | 280 |  |  |  | NO | N/A | N/A | N/A | N/A | N/A | 4508140
| Kitchen Range Hoods | Power Unit | Wolf Appliance Inc. | Wolf | 814419 with compatible hood | 30 | 0 |  | 8" | Vertical | HS | 0.1 | 310 | 3 | 130 |  | NO | N/A | N/A | N/A | N/A | N/A | 4508140
| Kitchen Range Hoods | Power Unit | Wolf Appliance Inc. | Wolf | 814421 with compatible hood | 30 | 0 |  | 8" | Vertical | WS | 0.016 | 240 | 2 | 108 |  | NO | N/A | N/A | N/A | N/A | N/A | 4508142
| Kitchen Range Hoods | Power Unit | Wolf Appliance Inc. | Wolf | 814421 with compatible hood | 30 | 0 |  | 8" | Vertical | HS | 0.25 | 580 |  |  |  | NO | N/A | N/A | N/A | N/A | N/A | 4508142
| Kitchen Range Hoods | Power Unit | Wolf Appliance Inc. | Wolf | 814421 with compatible hood | 30 | 0 |  | 8" | Vertical | HS | 0.1 | 600 | 9.5 | 346 |  | NO | N/A | N/A | N/A | N/A | N/A | 4508142
| Kitchen Range Hoods | Power Unit | Wolf Appliance Inc. | Wolf | 814423 with compatible hood | 30 | 0 |  | 10" | Vertical | WS | 0.017 | 440 | 2 | 213 |  | NO | N/A | N/A | N/A | N/A | N/A | 4508153
| Kitchen Range Hoods | Power Unit | Wolf Appliance Inc. | Wolf | 814423 with compatible hood | 30 | 0 |  | 10" | Vertical | HS | 0.25 | 1050 |  |  |  | NO | N/A | N/A | N/A | N/A | N/A | 4508153
| Kitchen Range Hoods | Power Unit | Wolf Appliance Inc. | Wolf | 814423 with compatible hood | 30 | 0 |  | 10" | Vertical | HS | 0.1 | 1090 | 11 | 686 |  | NO | N/A | N/A | N/A | N/A | N/A | 4508153
| Kitchen Range Hoods | Power Unit | Wolf Appliance Inc. | Wolf | 829154 with compatible hood | 30 | 0 |  | 8" | Vertical | WS | 0.017 | 140 | 0.8 | 58.5 |  | NO | N/A | N/A | N/A | N/A | N/A | 4508138
| Kitchen Range Hoods | Power Unit | Wolf Appliance Inc. | Wolf | 829154 with compatible hood | 30 | 0 |  | 8" | Vertical | HS | 0.25 | 370 |  |  |  | NO | N/A | N/A | N/A | N/A | N/A | 4508138
| Kitchen Range Hoods | Power Unit | Wolf Appliance Inc. | Wolf | 829154 with compatible hood | 30 | 0 |  | 8" | Vertical | HS | 0.1 | 390 | 5 | 184 |  | NO | N/A | N/A | N/A | N/A | N/A | 4508138
| Kitchen Range Hoods | Power Unit | Wolf Appliance Inc. | Wolf | 829155 with compatible hood | 30 | 0 |  | 10" | Vertical | WS | 0.019 | 280 | 0.8 | 118 |  | NO | N/A | N/A | N/A | N/A | N/A | 4508136
| Kitchen Range Hoods | Power Unit | Wolf Appliance Inc. | Wolf | 829155 with compatible hood | 30 | 0 |  | 10" | Vertical | HS | 0.25 | 670 |  |  |  | NO | N/A | N/A | N/A | N/A | N/A | 4508136
| Kitchen Range Hoods | Power Unit | Wolf Appliance Inc. | Wolf | 829155 with compatible hood | 30 | 0 |  | 10" | Vertical | HS | 0.1 | 710 | 5.5 | 369 |  | NO | N/A | N/A | N/A | N/A | N/A | 4508136
<font color=red>New</font> | Bathroom Exhaust Fans |  | Hearst Magazine Media Inc | Good Housekeeping | 83001 |  | 0 |  | 4" | Horizontal Exhaust | HS | 0.1 | 110 | 3 |  |  | NO | No | No | Yes | No | Yes | 1008746
<font color=red>New</font> | Bathroom Exhaust Fans |  | Hearst Magazine Media Inc | Good Housekeeping | 83002 |  | 0 |  | 4" | Horizontal | HS | 0.1 | 110 | 3 |  |  | NO | No | No | Yes | No | Yes | 1008747
<font color=red>New</font> | Bathroom Exhaust Fans |  | Hearst Magazine Media Inc | Good Housekeeping | 83007 |  | 0 |  | 4" | Horizontal | HS | 0.1 | 110 | 3 |  |  | NO | No | No | Yes | No | Yes | 1008748
<font color=red>New</font> | Bathroom Exhaust Fans |  | Hearst Magazine Media Inc | Good Housekeeping | 83008 |  | 0 |  | 4" | Horizontal | HS | 0.1 | 110 | 3 |  |  | NO | No | No | No | No | No | 1008749
| Bathroom Exhaust Fans |  | OceanAire HomeGoods Company | Good Housekeeping | 84005 |  | 0 |  | 4" | Horizontal | HS | 0.25 | 90 |  |  |  | Yes | Yes | Yes | Yes | Yes | Yes | 1008350
| Bathroom Exhaust Fans |  | OceanAire HomeGoods Company | Good Housekeeping | 84005 |  | 0 |  | 4" | Horizontal | HS | 0.1 | 100 | 1 | 23 |  | Yes | Yes | Yes | Yes | Yes | Yes | 1008350
| Bathroom Exhaust Fans |  | OceanAire HomeGoods Company | Good Housekeeping | 84006 |  | 0 |  | 4" | Horizontal | HS | 0.25 | 101 |  |  |  | Yes | Yes | Yes | Yes | Yes | Yes | 1008351
| Bathroom Exhaust Fans |  | OceanAire HomeGoods Company | Good Housekeeping | 84006 |  | 0 |  | 4" | Horizontal | HS | 0.1 | 110 | 1.1 | 25 |  | Yes | Yes | Yes | Yes | Yes | Yes | 1008351
| Bathroom Exhaust Fans |  | Hearst Magazine Media Inc | Good Housekeeping | 85002 |  | 0 |  | 4" | Horizontal Exhaust | HS | 0.1 | 110 | 2 |  |  | NO | No | No | Yes | No | Yes | 1007805
| Bathroom Exhaust Fans |  | Hearst Magazine Media Inc | Good Housekeeping | 85007 |  | 0 |  | 4" | Horizontal | HS | 0.1 | 110 | 2 |  |  | NO | No | No | Yes | No | Yes | 1007855
| Bathroom Exhaust Fans |  | Hearst Magazine Media Inc | Good Housekeeping | 85008 |  | 0 |  | 4" | Horizontal | HS | 0.1 | 110 | 2 |  |  | NO | No | No | Yes | No | Yes | 1007856
| Bathroom Exhaust Fans |  | Broan-NuTone LLC | NuTone (Canada) | 8663RP |  | 0 |  | 4" | Horizontal | HS | 0.1 | 100 | 5 |  |  | NO | No | No | Yes | No | Yes | 1005990
| Bathroom Exhaust Fans |  | Broan-NuTone LLC | NuTone (Canada) | 8664RP |  | 0 |  | 4" | Horizontal | HS | 0.1 | 100 | 5 |  |  | NO | No | No | Yes | No | Yes | 1005991
<font color=red>New</font> | Bathroom Exhaust Fans |  | Hearst Magazine Media Inc | Good Housekeeping | 90052 |  | 0 |  | 4" | Horizontal | HS | 0.1 | 80 | 2.5 |  |  | NO | No | No | Yes | No | Yes | 1008758
<font color=red>New</font> | Bathroom Exhaust Fans |  | Hearst Magazine Media Inc | Good Housekeeping | 90053 |  | 0 |  | 4" | Horizontal | HS | 0.1 | 80 | 2.5 |  |  | NO | No | No | Yes | No | Yes | 1008756
<font color=red>New</font> | Bathroom Exhaust Fans |  | Hearst Magazine Media Inc | Good Housekeeping | 90054 |  | 0 |  | 4" | Horizontal | HS | 0.1 | 80 | 2.5 |  |  | NO | No | No | Yes | No | Yes | 1008757
<font color=red>New</font> | Bathroom Exhaust Fans |  | Hearst Magazine Media Inc | Good Housekeeping | 90064 |  | 0 |  | 4" | Horizontal | HS | 0.1 | 100 | 2 |  |  | NO | No | No | Yes | No | Yes | 1008750
| Bathroom Exhaust Fans |  | Mindful LLC | Hunter | 90064A |  | 0 |  | 4" | Horizontal | HS | 0.25 | 88 |  |  |  | Yes | Yes | Yes | Yes | Yes | Yes | 1008623
| Bathroom Exhaust Fans |  | Mindful LLC | Hunter | 90064A |  | 0 |  | 4" | Horizontal | HS | 0.1 | 100 | 1.5 | 28 |  | Yes | Yes | Yes | Yes | Yes | Yes | 1008623
<font color=red>New</font> | Bathroom Exhaust Fans |  | Hearst Magazine Media Inc | Good Housekeeping | 90065 |  | 0 |  | 4" | Horizontal | HS | 0.1 | 100 | 2 |  |  | NO | No | No | Yes | No | Yes | 1008751
| Bathroom Exhaust Fans |  | Mindful LLC | Hunter | 90065A |  | 0 |  | 4" | Horizontal | HS | 0.25 | 88 |  |  |  | Yes | Yes | Yes | Yes | Yes | Yes | 1008622
| Bathroom Exhaust Fans |  | Mindful LLC | Hunter | 90065A |  | 0 |  | 4" | Horizontal | HS | 0.1 | 100 | 1.5 | 28 |  | Yes | Yes | Yes | Yes | Yes | Yes | 1008622
<font color=red>New</font> | Bathroom Exhaust Fans |  | Hearst Magazine Media Inc | Good Housekeeping | 90068 |  | 0 |  | 4" | Horizontal | HS | 0.1 | 100 | 2 |  |  | NO | No | No | Yes | No | Yes | 1008752
| Kitchen Range Hoods | Microwave | IKEA of Sweden AB | IKEA | 905.530.96 | 30 | 0 |  | 3 1/4" X 10" | Horizontal | WS | 0.025 | 100 | 2.5 |  |  | NO | N/A | N/A | N/A | N/A | N/A | 4507658
| Kitchen Range Hoods | Microwave | IKEA of Sweden AB | IKEA | 905.530.96 | 30 | 0 |  | 3 1/4" X 10" | Vertical | WS | 0.019 | 110 | 1.5 |  |  | NO | N/A | N/A | N/A | N/A | N/A | 4507658
| Kitchen Range Hoods | Microwave | IKEA of Sweden AB | IKEA | 905.530.96 | 30 | 0 |  | 3 1/4" X 10" | Vertical | HS | 0.1 | 240 | 6 |  |  | NO | N/A | N/A | N/A | N/A | N/A | 4507658
| Kitchen Range Hoods | Microwave | IKEA of Sweden AB | IKEA | 905.530.96 | 30 | 0 |  | 3 1/4" X 10" | Horizontal | HS | 0.1 | 210 | 7 |  |  | NO | N/A | N/A | N/A | N/A | N/A | 4507658
| Bathroom Exhaust Fans |  | Mindful LLC | Hunter | 90704 |  | 0 |  | 4" | Horizontal | HS | 0.25 | 68 |  |  |  | Yes | Yes | Yes | Yes | Yes | Yes | 1008625
| Bathroom Exhaust Fans |  | Mindful LLC | Hunter | 90704 |  | 0 |  | 4" | Horizontal | HS | 0.1 | 80 | 0.6 | 25 |  | Yes | Yes | Yes | Yes | Yes | Yes | 1008625
| Bathroom Exhaust Fans |  | Mindful LLC | Hunter | 90705 |  | 0 |  | 4" | Horizontal | HS | 0.25 | 68 |  |  |  | Yes | Yes | Yes | Yes | Yes | Yes | 1008626
| Bathroom Exhaust Fans |  | Mindful LLC | Hunter | 90705 |  | 0 |  | 4" | Horizontal | HS | 0.1 | 80 | 0.6 | 25 |  | Yes | Yes | Yes | Yes | Yes | Yes | 1008626
| Bathroom Exhaust Fans |  | Delta Electronics Inc. | Delta | 90LED-REC-ADJ |  | 0 |  | 4" | Horizontal | 90 CFM | 0.1 | 90 | 2.5 | 18.7 | 4.8 | NO | No | No | Yes | No | Yes | 1006829
| Bathroom Exhaust Fans |  | Delta Electronics Inc. | Delta | 90LED-REC-ADJ |  | 0 |  | 4" | Horizontal | 90 CFM | 0.25 | 81 | 2.5 | 18.8 | 4.3 | NO | No | No | Yes | No | Yes | 1006829
| Bathroom Exhaust Fans |  | Hearst Magazine Media Inc | Good Housekeeping | 91023 |  | 0 |  | 4" | Horizontal Exhaust | HS | 0.1 | 110 | 2 |  |  | NO | No | No | Yes | No | Yes | 1007809
| Bathroom Exhaust Fans |  | Hearst Magazine Media Inc | Good Housekeeping | 91024 |  | 0 |  | 4" | Horizontal | HS | 0.1 | 110 | 2 |  |  | NO | No | No | Yes | No | Yes | 1007806
| Bathroom Exhaust Fans |  | Hearst Magazine Media Inc | Good Housekeeping | 91026 |  | 0 |  | 4" | Horizontal | HS | 0.1 | 100 | 2 |  |  | NO | No | No | Yes | No | Yes | 1007921
| Bathroom Exhaust Fans |  | Hearst Magazine Media Inc | Good Housekeeping | 91027 |  | 0 |  | 4" | Horizontal | HS | 0.1 | 100 | 2 |  |  | NO | No | No | Yes | No | Yes | 1007922
| Bathroom Exhaust Fans |  | Hearst Magazine Media Inc | Good Housekeeping | 91036 |  | 0 |  | 4" | Horizontal | HS | 0.1 | 110 | 2 |  |  | NO | No | No | Yes | No | Yes | 1007807
| Bathroom Exhaust Fans |  | Hearst Magazine Media Inc | Good Housekeeping | 91037 |  | 0 |  | 4" | Horizontal | HS | 0.1 | 110 | 2 |  |  | NO | No | No | Yes | No | Yes | 1007808
| Bathroom Exhaust Fans |  | Broan-NuTone LLC | Broan | A110 |  | 0 |  | 4" | Horizontal | HS | 0.1 | 110 | 3 | 46.9 |  | NO | No | No | No | No | No | 1007054
| Bathroom Exhaust Fans |  | Broan-NuTone LLC | Broan | A110 |  | 0 |  | 4" | Horizontal | HS | 0.25 | 102 |  |  |  | NO | No | No | No | No | No | 1007054
| Bathroom Exhaust Fans |  | Broan-NuTone LLC | Broan | A110 = A000HFKTC WITH A110F1 |  | 0 |  | 4" | Horizontal | HS | 0.25 | 102 |  |  |  | NO | No | No | No | No | No | 1008361
| Bathroom Exhaust Fans |  | Broan-NuTone LLC | Broan | A110 = A000HFKTC WITH A110F1 |  | 0 |  | 4" | Horizontal | HS | 0.1 | 110 | 3 | 46.9 |  | NO | No | No | No | No | No | 1008361
| Bathroom Exhaust Fans |  | Broan-NuTone LLC | Broan | A110L |  | 0 |  | 4" | Horizontal | HS | 0.1 | 110 | 1.3 | 23.4 | 4.7 | NO | Yes | Yes | Yes | Yes | Yes | 1003295
| Bathroom Exhaust Fans |  | Broan-NuTone LLC | Broan | A110L |  | 0 |  | 4" | Horizontal | HS | 0.25 | 92 |  |  |  | NO | Yes | Yes | Yes | Yes | Yes | 1003295
| Bathroom Exhaust Fans |  | Broan-NuTone LLC | Broan | A80 |  | 0 |  | 4" | Horizontal | HS | 0.1 | 80 | 2 | 43.1 |  | NO | Yes | Yes | Yes | No | No | 1004381
| Bathroom Exhaust Fans |  | Broan-NuTone LLC | Broan | A80 |  | 0 |  | 4" | Horizontal | HS | 0.25 | 67 |  |  |  | NO | Yes | Yes | Yes | No | No | 1004381
| Bathroom Exhaust Fans |  | Broan-NuTone LLC | Broan | A80 = A000HFKTC WITH A80F1 |  | 0 |  | 4" | Horizontal | HS | 0.25 | 67 |  |  |  | NO | Yes | Yes | Yes | No | No | 1008362
| Bathroom Exhaust Fans |  | Broan-NuTone LLC | Broan | A80 = A000HFKTC WITH A80F1 |  | 0 |  | 4" | Horizontal | HS | 0.1 | 80 | 2 | 43.1 |  | NO | Yes | Yes | Yes | No | No | 1008362
| Bathroom Exhaust Fans |  | Broan-NuTone LLC | Broan | A80 = A000HFKT with A80F1 |  | 0 |  | 4" | Horizontal | HS | 0.1 | 80 | 2 | 43.1 |  | NO | Yes | Yes | Yes | No | No | 1005915
| Bathroom Exhaust Fans |  | Broan-NuTone LLC | Broan | A80 = A000HFKT with A80F1 |  | 0 |  | 4" | Horizontal | HS | 0.25 | 67 |  |  |  | NO | Yes | Yes | Yes | No | No | 1005915
| Bathroom Exhaust Fans |  | Aero Pure LLC | Aero Pure | ABF110DHL5W |  | 0 |  | 4" | Horizontal | 50 CFM | 0.25 | 30 |  | 6.6 |  | Yes | Yes | Yes | Yes | Yes | Yes | 1005965
| Bathroom Exhaust Fans |  | Aero Pure LLC | Aero Pure | ABF110DHL5W |  | 0 |  | 4" | Horizontal | 50 CFM | 0.1 | 50 | <0.3 | 5.8 |  | Yes | Yes | Yes | Yes | Yes | Yes | 1005965
| Bathroom Exhaust Fans |  | Aero Pure LLC | Aero Pure | ABF110DHL5W |  | 0 |  | 4" | Horizontal | 60 CFM | 0.25 | 38 |  | 7.9 |  | Yes | Yes | Yes | Yes | Yes | Yes | 1005965
| Bathroom Exhaust Fans |  | Aero Pure LLC | Aero Pure | ABF110DHL5W |  | 0 |  | 4" | Horizontal | 70 CFM | 0.25 | 48 |  | 9 |  | Yes | Yes | Yes | Yes | Yes | Yes | 1005965
| Bathroom Exhaust Fans |  | Aero Pure LLC | Aero Pure | ABF110DHL5W |  | 0 |  | 4" | Horizontal | 90 CFM | 0.25 | 68 |  | 12.5 |  | Yes | Yes | Yes | Yes | Yes | Yes | 1005965
| Bathroom Exhaust Fans |  | Aero Pure LLC | Aero Pure | ABF110DHL5W |  | 0 |  | 4" | Horizontal | 100 CFM | 0.25 | 80 |  | 14.1 |  | Yes | Yes | Yes | Yes | Yes | Yes | 1005965
| Bathroom Exhaust Fans |  | Aero Pure LLC | Aero Pure | ABF110DHL5W |  | 0 |  | 4" | Horizontal | 60 CFM | 0.1 | 60 | <0.3 | 6.7 |  | Yes | Yes | Yes | Yes | Yes | Yes | 1005965
| Bathroom Exhaust Fans |  | Aero Pure LLC | Aero Pure | ABF110DHL5W |  | 0 |  | 4" | Horizontal | 70 CFM | 0.1 | 70 | <0.3 | 7.7 |  | Yes | Yes | Yes | Yes | Yes | Yes | 1005965
| Bathroom Exhaust Fans |  | Aero Pure LLC | Aero Pure | ABF110DHL5W |  | 0 |  | 4" | Horizontal | 90 CFM | 0.1 | 90 | 0.5 | 10.8 |  | Yes | Yes | Yes | Yes | Yes | Yes | 1005965
| Bathroom Exhaust Fans |  | Aero Pure LLC | Aero Pure | ABF110DHL5W |  | 0 |  | 4" | Horizontal | 100 CFM | 0.1 | 100 | 0.7 | 12.6 |  | Yes | Yes | Yes | Yes | Yes | Yes | 1005965
| Bathroom Exhaust Fans |  | Aero Pure LLC | Aero Pure | ABF110DHL5W |  | 0 |  | 4" | Horizontal | 80 CFM | 0.25 | 56 |  | 10.2 |  | Yes | Yes | Yes | Yes | Yes | Yes | 1005965
| Bathroom Exhaust Fans |  | Aero Pure LLC | Aero Pure | ABF110DHL5W |  | 0 |  | 4" | Horizontal | 80 CFM | 0.1 | 80 | 0.3 | 8.8 |  | Yes | Yes | Yes | Yes | Yes | Yes | 1005965
| Bathroom Exhaust Fans |  | Aero Pure LLC | Aero Pure | ABF110DHL5W |  | 0 |  | 4" | Horizontal | 110 CFM | 0.25 | 92 |  | 16.7 |  | Yes | Yes | Yes | Yes | Yes | Yes | 1005965
| Bathroom Exhaust Fans |  | Aero Pure LLC | Aero Pure | ABF110DHL5W |  | 0 |  | 4" | Horizontal | 110 CFM | 0.1 | 110 | 0.9 | 15.2 |  | Yes | Yes | Yes | Yes | Yes | Yes | 1005965
| Bathroom Exhaust Fans |  | Aero Pure LLC | Aero Pure | ABF110DHL6W |  | 0 |  | 4" | Horizontal | 50 CFM | 0.25 | 30 |  | 6.6 |  | Yes | Yes | Yes | Yes | Yes | Yes | 1005966
| Bathroom Exhaust Fans |  | Aero Pure LLC | Aero Pure | ABF110DHL6W |  | 0 |  | 4" | Horizontal | 60 CFM | 0.25 | 38 |  | 7.9 |  | Yes | Yes | Yes | Yes | Yes | Yes | 1005966
| Bathroom Exhaust Fans |  | Aero Pure LLC | Aero Pure | ABF110DHL6W |  | 0 |  | 4" | Horizontal | 70 CFM | 0.25 | 48 |  | 9 |  | Yes | Yes | Yes | Yes | Yes | Yes | 1005966
| Bathroom Exhaust Fans |  | Aero Pure LLC | Aero Pure | ABF110DHL6W |  | 0 |  | 4" | Horizontal | 80 CFM | 0.25 | 56 |  | 10.2 |  | Yes | Yes | Yes | Yes | Yes | Yes | 1005966
| Bathroom Exhaust Fans |  | Aero Pure LLC | Aero Pure | ABF110DHL6W |  | 0 |  | 4" | Horizontal | 90 CFM | 0.25 | 68 |  | 12.5 |  | Yes | Yes | Yes | Yes | Yes | Yes | 1005966
| Bathroom Exhaust Fans |  | Aero Pure LLC | Aero Pure | ABF110DHL6W |  | 0 |  | 4" | Horizontal | 100 CFM | 0.25 | 80 |  | 14.1 |  | Yes | Yes | Yes | Yes | Yes | Yes | 1005966
| Bathroom Exhaust Fans |  | Aero Pure LLC | Aero Pure | ABF110DHL6W |  | 0 |  | 4" | Horizontal | 110 CFM | 0.25 | 92 |  | 16.7 |  | Yes | Yes | Yes | Yes | Yes | Yes | 1005966
| Bathroom Exhaust Fans |  | Aero Pure LLC | Aero Pure | ABF110DHL6W |  | 0 |  | 4" | Horizontal | 100 CFM | 0.1 | 100 | 0.7 | 12.6 |  | Yes | Yes | Yes | Yes | Yes | Yes | 1005966
| Bathroom Exhaust Fans |  | Aero Pure LLC | Aero Pure | ABF110DHL6W |  | 0 |  | 4" | Horizontal | 90 CFM | 0.1 | 90 | 0.5 | 10.8 |  | Yes | Yes | Yes | Yes | Yes | Yes | 1005966
| Bathroom Exhaust Fans |  | Aero Pure LLC | Aero Pure | ABF110DHL6W |  | 0 |  | 4" | Horizontal | 80 CFM | 0.1 | 80 | 0.3 | 8.8 |  | Yes | Yes | Yes | Yes | Yes | Yes | 1005966
| Bathroom Exhaust Fans |  | Aero Pure LLC | Aero Pure | ABF110DHL6W |  | 0 |  | 4" | Horizontal | 70 CFM | 0.1 | 70 | <0.3 | 7.7 |  | Yes | Yes | Yes | Yes | Yes | Yes | 1005966
| Bathroom Exhaust Fans |  | Aero Pure LLC | Aero Pure | ABF110DHL6W |  | 0 |  | 4" | Horizontal | 60 CFM | 0.1 | 60 | <0.3 | 6.7 |  | Yes | Yes | Yes | Yes | Yes | Yes | 1005966
| Bathroom Exhaust Fans |  | Aero Pure LLC | Aero Pure | ABF110DHL6W |  | 0 |  | 4" | Horizontal | 50 CFM | 0.1 | 50 | <0.3 | 5.8 |  | Yes | Yes | Yes | Yes | Yes | Yes | 1005966
| Bathroom Exhaust Fans |  | Aero Pure LLC | Aero Pure | ABF110DHL6W |  | 0 |  | 4" | Horizontal | 110 CFM | 0.1 | 110 | 0.9 | 15.2 |  | Yes | Yes | Yes | Yes | Yes | Yes | 1005966
| Bathroom Exhaust Fans |  | Aero Pure LLC | Aero Pure | ABF110G15W |  | 0 |  | 4" | Horizontal | 110 CFM | 0.1 | 110 | 0.9 | 24.5 |  | Yes | Yes | Yes | Yes | Yes | Yes | 1005750
| Bathroom Exhaust Fans |  | Aero Pure LLC | Aero Pure | ABF110G15W |  | 0 |  | 4" | Horizontal | 110 CFM | 0.25 | 86 |  | 22.6 |  | Yes | Yes | Yes | Yes | Yes | Yes | 1005750
| Bathroom Exhaust Fans |  | Aero Pure LLC | Aero Pure | ABF110G16W |  | 0 |  | 4" | Horizontal | 110 CFM | 0.1 | 110 | 1.1 | 25.2 |  | Yes | Yes | Yes | Yes | Yes | Yes | 1005751
| Bathroom Exhaust Fans |  | Aero Pure LLC | Aero Pure | ABF110G16W |  | 0 |  | 4" | Horizontal | 110 CFM | 0.25 | 83 |  | 23.4 |  | Yes | Yes | Yes | Yes | Yes | Yes | 1005751
| Bathroom Exhaust Fans |  | Aero Pure LLC | Aero Pure | ABF110L5W |  | 0 |  | 4" | Horizontal | 110 CFM | 0.25 | 89 |  | 23.1 |  | Yes | Yes | Yes | Yes | Yes | Yes | 1005953
| Bathroom Exhaust Fans |  | Aero Pure LLC | Aero Pure | ABF110L5W |  | 0 |  | 4" | Horizontal | 110 CFM | 0.1 | 110 | 0.7 | 24.8 |  | Yes | Yes | Yes | Yes | Yes | Yes | 1005953
| Bathroom Exhaust Fans |  | Aero Pure LLC | Aero Pure | ABF80L5OR |  | 0 |  | 4" | Horizontal | HS | 0.25 | 61 |  | 17.6 | 3.4 | Yes | Yes | Yes | Yes | Yes | Yes | 1008505
| Bathroom Exhaust Fans |  | Aero Pure LLC | Aero Pure | ABF80L5OR |  | 0 |  | 4" | Horizontal | HS | 0.1 | 80 | 0.6 | 19.2 | 4.1 | Yes | Yes | Yes | Yes | Yes | Yes | 1008505
| Bathroom Exhaust Fans |  | Aero Pure LLC | Aero Pure | ABF80L5SG |  | 0 |  | 4" | Horizontal | HS | 0.25 | 61 |  | 17.6 | 3.4 | Yes | Yes | Yes | Yes | Yes | Yes | 1008504
| Bathroom Exhaust Fans |  | Aero Pure LLC | Aero Pure | ABF80L5SG |  | 0 |  | 4" | Horizontal | HS | 0.1 | 80 | 0.6 | 19.2 | 4.1 | Yes | Yes | Yes | Yes | Yes | Yes | 1008504
| Bathroom Exhaust Fans |  | Aero Pure LLC | Aero Pure | ABF80L5SN |  | 0 |  | 4" | Horizontal | HS | 0.25 | 61 |  | 17.6 | 3.4 | Yes | Yes | Yes | Yes | Yes | Yes | 1008503
| Bathroom Exhaust Fans |  | Aero Pure LLC | Aero Pure | ABF80L5SN |  | 0 |  | 4" | Horizontal | HS | 0.1 | 80 | 0.6 | 19.2 | 4.1 | Yes | Yes | Yes | Yes | Yes | Yes | 1008503
| Bathroom Exhaust Fans |  | Aero Pure LLC | Aero Pure | ABF80L5W |  | 0 |  | 4" | Horizontal | HS | 0.25 | 61 |  | 17.6 | 3.4 | Yes | Yes | Yes | Yes | Yes | Yes | 1008502
| Bathroom Exhaust Fans |  | Aero Pure LLC | Aero Pure | ABF80L5W |  | 0 |  | 4" | Horizontal | HS | 0.1 | 80 | 0.6 | 19.2 | 4.1 | Yes | Yes | Yes | Yes | Yes | Yes | 1008502
| Bathroom Exhaust Fans |  | Aero Pure LLC | Aero Pure | ABF80L6W |  | 0 |  | 4" | Horizontal | HS | 0.25 | 61 |  | 17.6 | 3.4 | Yes | Yes | Yes | Yes | Yes | Yes | 1008501
| Bathroom Exhaust Fans |  | Aero Pure LLC | Aero Pure | ABF80L6W |  | 0 |  | 4" | Horizontal | HS | 0.1 | 80 | 0.6 | 19.2 | 4.1 | Yes | Yes | Yes | Yes | Yes | Yes | 1008501
| Bathroom Exhaust Fans |  | Broan-NuTone LLC | Broan | AE100B = A000HFKT with AE100BF1 |  | 0 |  | 4" | Horizontal | HS | 0.1 | 100 | 1 | 23.4 | 4.2 | Yes | Yes | Yes | Yes | Yes | Yes | 1007630
| Bathroom Exhaust Fans |  | Broan-NuTone LLC | Broan | AE100B = A000HFKT with AE100BF1 |  | 0 |  | 4" | Horizontal | HS | 0.25 | 83 |  |  |  | Yes | Yes | Yes | Yes | Yes | Yes | 1007630
| Bathroom Exhaust Fans |  | Broan-NuTone LLC | Broan | AE100B = A000HFNF with AE100BF1 |  | 0 |  | 4" | Horizontal | HS | 0.1 | 100 | 1 | 23.4 | 4.2 | Yes | Yes | Yes | Yes | Yes | Yes | 1007629
| Bathroom Exhaust Fans |  | Broan-NuTone LLC | Broan | AE100B = A000HFNF with AE100BF1 |  | 0 |  | 4" | Horizontal | HS | 0.25 | 83 |  |  |  | Yes | Yes | Yes | Yes | Yes | Yes | 1007629
| Bathroom Exhaust Fans |  | Broan-NuTone LLC | Broan | AE110 |  | 0 |  | 4" | Horizontal | HS | 0.1 | 110 | 1 | 23.4 | 4.7 | Yes | Yes | Yes | Yes | Yes | Yes | 1006121
| Bathroom Exhaust Fans |  | Broan-NuTone LLC | Broan | AE110 |  | 0 |  | 4" | Horizontal | HS | 0.25 | 92 |  |  |  | Yes | Yes | Yes | Yes | Yes | Yes | 1006121
| Bathroom Exhaust Fans |  | Broan-NuTone LLC | Broan | AE110 = A000HFKT with AE110F1 |  | 0 |  | 4" | Horizontal | HS | 0.1 | 110 | 1 | 23.4 | 4.7 | Yes | Yes | Yes | Yes | Yes | Yes | 1005925
| Bathroom Exhaust Fans |  | Broan-NuTone LLC | Broan | AE110 = A000HFKT with AE110F1 |  | 0 |  | 4" | Horizontal | HS | 0.25 | 92 |  |  |  | Yes | Yes | Yes | Yes | Yes | Yes | 1005925
| Bathroom Exhaust Fans |  | Broan-NuTone LLC | Broan | AE110 = A000HFNF with AE110F1 |  | 0 |  | 4" | Horizontal | HS | 0.1 | 110 | 1 | 23.4 | 4.7 | Yes | Yes | Yes | Yes | Yes | Yes | 1005927
| Bathroom Exhaust Fans |  | Broan-NuTone LLC | Broan | AE110 = A000HFNF with AE110F1 |  | 0 |  | 4" | Horizontal | HS | 0.25 | 92 |  |  |  | Yes | Yes | Yes | Yes | Yes | Yes | 1005927
| Bathroom Exhaust Fans |  | Broan-NuTone LLC | Broan | AE110K |  | 0 |  | 4" | Horizontal | HS | 0.1 | 110 | 1 | 23.4 | 4.7 | Yes | Yes | Yes | Yes | Yes | Yes | 1006211
| Bathroom Exhaust Fans |  | Broan-NuTone LLC | Broan | AE110K |  | 0 |  | 4" | Horizontal | HS | 0.25 | 92 |  |  |  | Yes | Yes | Yes | Yes | Yes | Yes | 1006211
| Bathroom Exhaust Fans |  | Broan-NuTone LLC | Broan | AE110K = A000HFKTC WITH AE110KF |  | 0 |  | 4" | Horizontal Exhaust | HS | 0.1 | 110 | 1 | 23.4 | 4.7 | Yes | Yes | Yes | Yes | Yes | Yes | 1008395
| Bathroom Exhaust Fans |  | Broan-NuTone LLC | Broan | AE110K = A000HFKTC WITH AE110KF |  | 0 |  | 4" | Horizontal Exhaust | HS | 0.25 | 91 |  |  |  | Yes | Yes | Yes | Yes | Yes | Yes | 1008395
| Bathroom Exhaust Fans |  | Broan-NuTone LLC | Broan | AE110L |  | 0 |  | 4" | Horizontal | HS | 0.1 | 110 | 1 | 23.4 | 4.7 | Yes | Yes | Yes | Yes | Yes | Yes | 1006048
| Bathroom Exhaust Fans |  | Broan-NuTone LLC | Broan | AE110L |  | 0 |  | 4" | Horizontal | HS | 0.25 | 92 |  |  |  | Yes | Yes | Yes | Yes | Yes | Yes | 1006048
| Bathroom Exhaust Fans |  | Broan-NuTone LLC | Broan | AE110LK |  | 0 |  | 4" | Horizontal | HS | 0.1 | 110 | 1 | 23.4 | 4.7 | Yes | Yes | Yes | Yes | Yes | Yes | 1006212
| Bathroom Exhaust Fans |  | Broan-NuTone LLC | Broan | AE110LK |  | 0 |  | 4" | Horizontal | HS | 0.25 | 92 |  |  |  | Yes | Yes | Yes | Yes | Yes | Yes | 1006212
| Bathroom Exhaust Fans |  | Broan-NuTone LLC | Broan | AE110S |  | 0 |  | 4" | Horizontal | HS | 0.1 | 110 | 1 | 23.4 | 4.7 | Yes | Yes | Yes | Yes | Yes | Yes | 1006103
| Bathroom Exhaust Fans |  | Broan-NuTone LLC | Broan | AE110S |  | 0 |  | 4" | Horizontal | HS | 0.25 | 92 |  |  |  | Yes | Yes | Yes | Yes | Yes | Yes | 1006103
| Bathroom Exhaust Fans |  | Broan-NuTone LLC | Broan | AE50 |  | 0 |  | 4" | Horizontal | HS | 0.25 | 37 |  |  |  | Yes | Yes | Yes | Yes | Yes | Yes | 1003672
| Bathroom Exhaust Fans |  | Broan-NuTone LLC | Broan | AE50 |  | 0 |  | 4" | Horizontal | HS | 0.1 | 50 | 0.5 | 20 |  | Yes | Yes | Yes | Yes | Yes | Yes | 1003672
| Bathroom Exhaust Fans |  | Broan-NuTone LLC | Broan | AE50 = A000HFKTC WITH AE50F1 |  | 0 |  | 4" | Horizontal Exhaust | HS | 0.25 | 37 |  |  |  | Yes | Yes | Yes | Yes | Yes | Yes | 1008364
| Bathroom Exhaust Fans |  | Broan-NuTone LLC | Broan | AE50 = A000HFKTC WITH AE50F1 |  | 0 |  | 4" | Horizontal Exhaust | HS | 0.1 | 50 | 0.5 | 20 |  | Yes | Yes | Yes | Yes | Yes | Yes | 1008364
| Bathroom Exhaust Fans |  | Broan-NuTone LLC | Broan | AE50 = A000HF with AE50F |  | 0 |  | 4" | Horizontal | HS | 0.25 | 37 |  |  |  | Yes | Yes | Yes | Yes | Yes | Yes | 1003674
| Bathroom Exhaust Fans |  | Broan-NuTone LLC | Broan | AE50 = A000HF with AE50F |  | 0 |  | 4" | Horizontal | HS | 0.1 | 50 | 0.5 | 20 |  | Yes | Yes | Yes | Yes | Yes | Yes | 1003674
| Bathroom Exhaust Fans |  | Broan-NuTone LLC | Broan | AE50 = A000HF2WITHAE50F |  | 0 |  | 4" | Horizontal | HS | 0.1 | 50 | 0.5 | 20 |  | Yes | Yes | Yes | Yes | Yes | Yes | 1005120
| Bathroom Exhaust Fans |  | Broan-NuTone LLC | Broan | AE50 = A000HF2WITHAE50F |  | 0 |  | 4" | Horizontal | HS | 0.25 | 37 |  |  |  | Yes | Yes | Yes | Yes | Yes | Yes | 1005120
| Bathroom Exhaust Fans |  | Broan-NuTone LLC | Broan | AE50 = A000HFKT with AE50F1 |  | 0 |  | 4" | Horizontal | HS | 0.25 | 37 |  |  |  | Yes | Yes | Yes | Yes | Yes | Yes | 1005917
| Bathroom Exhaust Fans |  | Broan-NuTone LLC | Broan | AE50 = A000HFKT with AE50F1 |  | 0 |  | 4" | Horizontal | HS | 0.1 | 50 | 0.5 | 20 |  | Yes | Yes | Yes | Yes | Yes | Yes | 1005917
| Bathroom Exhaust Fans |  | Broan-NuTone LLC | Broan | AE50 = A000HFNF with AE50F1 |  | 0 |  | 4" | Horizontal | HS | 0.25 | 37 |  |  |  | Yes | Yes | Yes | Yes | Yes | Yes | 1005921
| Bathroom Exhaust Fans |  | Broan-NuTone LLC | Broan | AE50 = A000HFNF with AE50F1 |  | 0 |  | 4" | Horizontal | HS | 0.1 | 50 | 0.5 | 20 |  | Yes | Yes | Yes | Yes | Yes | Yes | 1005921
| Bathroom Exhaust Fans |  | Broan-NuTone LLC | Broan | AE50 = HPIVFN with AE50F |  | 0 |  | 4" | Horizontal | HS | 0.25 | 35 |  |  |  | Yes | Yes | Yes | Yes | Yes | Yes | 1004625
| Bathroom Exhaust Fans |  | Broan-NuTone LLC | Broan | AE50 = HPIVFN with AE50F |  | 0 |  | 4" | Horizontal | HS | 0.1 | 50 | 0.5 | 20 |  | Yes | Yes | Yes | Yes | Yes | Yes | 1004625
| Bathroom Exhaust Fans |  | Broan-NuTone LLC | Broan | AE50110DC |  | 0 |  | 4" | Horizontal | 110 CFM | 0.25 | 105 | 1.5 | 16.3 | 6.4 | Yes | Yes | Yes | Yes | Yes | Yes | 1008073
| Bathroom Exhaust Fans |  | Broan-NuTone LLC | Broan | AE50110DC |  | 0 |  | 4" | Horizontal | 110 CFM | 0.1 | 110 | 1 | 12.2 | 9.0 | Yes | Yes | Yes | Yes | Yes | Yes | 1008073
| Bathroom Exhaust Fans |  | Broan-NuTone LLC | Broan | AE50110DC |  | 0 |  | 4" | Horizontal | 80 CFM | 0.25 | 71 | 1.1 | 10.8 | 6.5 | Yes | Yes | Yes | Yes | Yes | Yes | 1008073
| Bathroom Exhaust Fans |  | Broan-NuTone LLC | Broan | AE50110DC |  | 0 |  | 4" | Horizontal | 80 CFM | 0.1 | 80 | 0.4 | 7.4 | 10.8 | Yes | Yes | Yes | Yes | Yes | Yes | 1008073
| Bathroom Exhaust Fans |  | Broan-NuTone LLC | Broan | AE50110DC |  | 0 |  | 4" | Horizontal | 50 CFM | 0.25 | 36 | 0.7 | 6.7 | 5.3 | Yes | Yes | Yes | Yes | Yes | Yes | 1008073
| Bathroom Exhaust Fans |  | Broan-NuTone LLC | Broan | AE50110DC |  | 0 |  | 4" | Horizontal | 50 CFM | 0.1 | 50 | <0.3 | 4.6 | 10.8 | Yes | Yes | Yes | Yes | Yes | Yes | 1008073
| Bathroom Exhaust Fans |  | Broan-NuTone LLC | Broan | AE50110DC = A000HFKTC WITH AE50110DCF |  | 0 |  | 4" | Horizontal | 80 CFM | 0.25 | 71 | 1.1 | 10.8 | 6.5 | Yes | Yes | Yes | Yes | Yes | Yes | 1008447
| Bathroom Exhaust Fans |  | Broan-NuTone LLC | Broan | AE50110DC = A000HFKTC WITH AE50110DCF |  | 0 |  | 4" | Horizontal | 50 CFM | 0.25 | 36 | 0.7 | 6.7 | 5.3 | Yes | Yes | Yes | Yes | Yes | Yes | 1008447
| Bathroom Exhaust Fans |  | Broan-NuTone LLC | Broan | AE50110DC = A000HFKTC WITH AE50110DCF |  | 0 |  | 4" | Horizontal | 110 CFM | 0.25 | 105 | 1.5 | 16.3 | 6.4 | Yes | Yes | Yes | Yes | Yes | Yes | 1008447
| Bathroom Exhaust Fans |  | Broan-NuTone LLC | Broan | AE50110DC = A000HFKTC WITH AE50110DCF |  | 0 |  | 4" | Horizontal | 110 CFM | 0.1 | 110 | 1 | 12.2 | 9.0 | Yes | Yes | Yes | Yes | Yes | Yes | 1008447
| Bathroom Exhaust Fans |  | Broan-NuTone LLC | Broan | AE50110DC = A000HFKTC WITH AE50110DCF |  | 0 |  | 4" | Horizontal | 80 CFM | 0.1 | 80 | 0.4 | 7.4 | 10.8 | Yes | Yes | Yes | Yes | Yes | Yes | 1008447
| Bathroom Exhaust Fans |  | Broan-NuTone LLC | Broan | AE50110DC = A000HFKTC WITH AE50110DCF |  | 0 |  | 4" | Horizontal | 50 CFM | 0.1 | 50 | <0.3 | 4.6 | 10.8 | Yes | Yes | Yes | Yes | Yes | Yes | 1008447
| Bathroom Exhaust Fans |  | Broan-NuTone LLC | Broan | AE50110DCL |  | 0 |  | 4" | Horizontal | 50 CFM | 0.25 | 36 | 0.7 | 6.7 | 5.3 | Yes | Yes | Yes | Yes | Yes | Yes | 1008663
| Bathroom Exhaust Fans |  | Broan-NuTone LLC | Broan | AE50110DCL |  | 0 |  | 4" | Horizontal | 80 CFM | 0.25 | 71 | 1.1 | 10.8 | 6.5 | Yes | Yes | Yes | Yes | Yes | Yes | 1008663
| Bathroom Exhaust Fans |  | Broan-NuTone LLC | Broan | AE50110DCL |  | 0 |  | 4" | Horizontal | 110 CFM | 0.25 | 105 | 1.5 | 16.3 | 6.4 | Yes | Yes | Yes | Yes | Yes | Yes | 1008663
| Bathroom Exhaust Fans |  | Broan-NuTone LLC | Broan | AE50110DCL |  | 0 |  | 4" | Horizontal | 110 CFM | 0.1 | 110 | 1 | 12.2 | 9.0 | Yes | Yes | Yes | Yes | Yes | Yes | 1008663
| Bathroom Exhaust Fans |  | Broan-NuTone LLC | Broan | AE50110DCL |  | 0 |  | 4" | Horizontal | 80 CFM | 0.1 | 80 | 0.4 | 7.4 | 10.8 | Yes | Yes | Yes | Yes | Yes | Yes | 1008663
| Bathroom Exhaust Fans |  | Broan-NuTone LLC | Broan | AE50110DCL |  | 0 |  | 4" | Horizontal | 50 CFM | 0.1 | 50 | <0.3 | 4.6 | 10.8 | Yes | Yes | Yes | Yes | Yes | Yes | 1008663
| Bathroom Exhaust Fans |  | Broan-NuTone LLC | Broan | AE50110DCS |  | 0 |  | 4" | Horizontal Supply | 80 CFM | 0.25 | 71 | 1.1 | 10.8 | 6.5 | Yes | Yes | Yes | Yes | Yes | Yes | 1008070
| Bathroom Exhaust Fans |  | Broan-NuTone LLC | Broan | AE50110DCS |  | 0 |  | 4" | Horizontal Supply | 50 CFM | 0.1 | 50 | <0.3 | 4.6 | 10.8 | Yes | Yes | Yes | Yes | Yes | Yes | 1008070
| Bathroom Exhaust Fans |  | Broan-NuTone LLC | Broan | AE50110DCS |  | 0 |  | 4" | Horizontal Supply | 50 CFM | 0.25 | 36 | 0.7 | 6.7 | 5.3 | Yes | Yes | Yes | Yes | Yes | Yes | 1008070
| Bathroom Exhaust Fans |  | Broan-NuTone LLC | Broan | AE50110DCS |  | 0 |  | 4" | Horizontal Supply | 80 CFM | 0.1 | 80 | 0.4 | 7.4 | 10.8 | Yes | Yes | Yes | Yes | Yes | Yes | 1008070
| Bathroom Exhaust Fans |  | Broan-NuTone LLC | Broan | AE50110DCS |  | 0 |  | 4" | Horizontal Supply | 110 CFM | 0.1 | 110 | 1 | 12.2 | 9.0 | Yes | Yes | Yes | Yes | Yes | Yes | 1008070
| Bathroom Exhaust Fans |  | Broan-NuTone LLC | Broan | AE50110DCS |  | 0 |  | 4" | Horizontal Supply | 110 CFM | 0.25 | 105 | 1.5 | 16.3 | 6.4 | Yes | Yes | Yes | Yes | Yes | Yes | 1008070
| Bathroom Exhaust Fans |  | Broan-NuTone LLC | Broan | AE80 |  | 0 |  | 6" | Horizontal | HS | 0.1 | 80 | 0.6 | 23.6 | 3.3 | Yes | Yes | Yes | Yes | Yes | Yes | 1006542
| Bathroom Exhaust Fans |  | Broan-NuTone LLC | Broan | AE80 |  | 0 |  | 4" | Horizontal | HS | 0.1 | 80 | 0.7 | 23.3 | 3.4 | Yes | Yes | Yes | Yes | Yes | Yes | 1006542
| Bathroom Exhaust Fans |  | Broan-NuTone LLC | Broan | AE80 |  | 0 |  | 6" | Horizontal | HS | 0.25 | 63 |  |  |  | Yes | Yes | Yes | Yes | Yes | Yes | 1006542
| Bathroom Exhaust Fans |  | Broan-NuTone LLC | Broan | AE80 |  | 0 |  | 4" | Horizontal | HS | 0.25 | 62 |  |  |  | Yes | Yes | Yes | Yes | Yes | Yes | 1006542
| Bathroom Exhaust Fans |  | Broan-NuTone LLC | Broan | AE80B |  | 0 |  | 4" | Horizontal | HS | 0.1 | 80 | 0.7 | 24.7 | 3.2 | Yes | Yes | Yes | Yes | Yes | Yes | 1007586
| Bathroom Exhaust Fans |  | Broan-NuTone LLC | Broan | AE80B |  | 0 |  | 4" | Horizontal | HS | 0.25 | 60 |  |  |  | Yes | Yes | Yes | Yes | Yes | Yes | 1007586
| Bathroom Exhaust Fans |  | Broan-NuTone LLC | Broan | AE80B = A000HFKT with AE80BF1 |  | 0 |  | 4" | Horizontal | HS | 0.1 | 80 | 0.7 | 24.7 | 3.2 | Yes | Yes | Yes | Yes | Yes | Yes | 1007952
| Bathroom Exhaust Fans |  | Broan-NuTone LLC | Broan | AE80B = A000HFKT with AE80BF1 |  | 0 |  | 4" | Horizontal | HS | 0.25 | 60 |  |  |  | Yes | Yes | Yes | Yes | Yes | Yes | 1007952
| Bathroom Exhaust Fans |  | Broan-NuTone LLC | Broan | AE80B = A000HFKTC WITH AE80BF1 |  | 0 |  | 4" | Horizontal | HS | 0.25 | 60 |  |  |  | Yes | Yes | Yes | Yes | Yes | Yes | 1008365
| Bathroom Exhaust Fans |  | Broan-NuTone LLC | Broan | AE80B = A000HFKTC WITH AE80BF1 |  | 0 |  | 4" | Horizontal | HS | 0.1 | 80 | 0.7 | 24.7 | 3.2 | Yes | Yes | Yes | Yes | Yes | Yes | 1008365
| Bathroom Exhaust Fans |  | Broan-NuTone LLC | Broan | AE80B = A000HFNF with AE80BF1 |  | 0 |  | 4" | Horizontal | HS | 0.1 | 80 | 0.7 | 24.7 | 3.2 | Yes | Yes | Yes | Yes | Yes | Yes | 1007951
| Bathroom Exhaust Fans |  | Broan-NuTone LLC | Broan | AE80B = A000HFNF with AE80BF1 |  | 0 |  | 4" | Horizontal | HS | 0.25 | 60 |  |  |  | Yes | Yes | Yes | Yes | Yes | Yes | 1007951
| Bathroom Exhaust Fans |  | Broan-NuTone LLC | Broan | AE80BL |  | 0 |  | 4" | Horizontal | HS | 0.1 | 80 | 0.7 | 26.9 | 2.9 | Yes | Yes | Yes | Yes | Yes | Yes | 1007583
| Bathroom Exhaust Fans |  | Broan-NuTone LLC | Broan | AE80BL |  | 0 |  | 4" | Horizontal | HS | 0.25 | 60 |  |  |  | Yes | Yes | Yes | Yes | Yes | Yes | 1007583
| Bathroom Exhaust Fans |  | Broan-NuTone LLC | Broan | AE80BL = H000HLKT with AE80BLF1 |  | 0 |  | 4" | Horizontal | HS | 0.1 | 80 | 0.7 | 26.9 | 2.9 | Yes | Yes | Yes | Yes | Yes | Yes | 1007585
| Bathroom Exhaust Fans |  | Broan-NuTone LLC | Broan | AE80BL = H000HLKT with AE80BLF1 |  | 0 |  | 4" | Horizontal | HS | 0.25 | 60 |  |  |  | Yes | Yes | Yes | Yes | Yes | Yes | 1007585
| Bathroom Exhaust Fans |  | Broan-NuTone LLC | Broan | AE80BL = H000HLNF with AE80BLF1 |  | 0 |  | 4" | Horizontal | HS | 0.1 | 80 | 0.7 | 26.9 | 2.9 | Yes | Yes | Yes | Yes | Yes | Yes | 1007584
| Bathroom Exhaust Fans |  | Broan-NuTone LLC | Broan | AE80BL = H000HLNF with AE80BLF1 |  | 0 |  | 4" | Horizontal | HS | 0.25 | 60 |  |  |  | Yes | Yes | Yes | Yes | Yes | Yes | 1007584
| Bathroom Exhaust Fans |  | Broan-NuTone LLC | Broan | AE80BS = A000HSKT with AE80BF1 |  | 0 |  | 4" | Horizontal | HS | 0.1 | 80 | 0.7 | 24.7 | 3.2 | Yes | Yes | Yes | Yes | Yes | Yes | 1007594
| Bathroom Exhaust Fans |  | Broan-NuTone LLC | Broan | AE80BS = A000HSKT with AE80BF1 |  | 0 |  | 4" | Horizontal | HS | 0.25 | 60 |  |  |  | Yes | Yes | Yes | Yes | Yes | Yes | 1007594
| Bathroom Exhaust Fans |  | Broan-NuTone LLC | Broan | AE80K |  | 0 |  | 4" | Horizontal | HS | 0.1 | 80 | 0.7 | 23.3 | 3.4 | Yes | Yes | Yes | Yes | Yes | Yes | 1006531
| Bathroom Exhaust Fans |  | Broan-NuTone LLC | Broan | AE80K |  | 0 |  | 6" | Horizontal | HS | 0.1 | 80 | 0.6 | 23.6 | 3.3 | Yes | Yes | Yes | Yes | Yes | Yes | 1006531
| Bathroom Exhaust Fans |  | Broan-NuTone LLC | Broan | AE80K |  | 0 |  | 4" | Horizontal | HS | 0.25 | 62 |  |  |  | Yes | Yes | Yes | Yes | Yes | Yes | 1006531
| Bathroom Exhaust Fans |  | Broan-NuTone LLC | Broan | AE80K |  | 0 |  | 6" | Horizontal | HS | 0.25 | 63 |  |  |  | Yes | Yes | Yes | Yes | Yes | Yes | 1006531
| Bathroom Exhaust Fans |  | Broan-NuTone LLC | Broan | AE80K = A000HFKTC WITH AE80KF |  | 0 |  | 6" | Horizontal | HS | 0.25 | 63 |  |  |  | Yes | Yes | Yes | Yes | Yes | Yes | 1008366
| Bathroom Exhaust Fans |  | Broan-NuTone LLC | Broan | AE80K = A000HFKTC WITH AE80KF |  | 0 |  | 4" | Horizontal | HS | 0.25 | 62 |  |  |  | Yes | Yes | Yes | Yes | Yes | Yes | 1008366
| Bathroom Exhaust Fans |  | Broan-NuTone LLC | Broan | AE80K = A000HFKTC WITH AE80KF |  | 0 |  | 4" | Horizontal | HS | 0.1 | 80 | 0.7 | 23.3 | 3.4 | Yes | Yes | Yes | Yes | Yes | Yes | 1008366
| Bathroom Exhaust Fans |  | Broan-NuTone LLC | Broan | AE80K = A000HFKTC WITH AE80KF |  | 0 |  | 6" | Horizontal | HS | 0.1 | 80 | 0.6 | 23.6 | 3.3 | Yes | Yes | Yes | Yes | Yes | Yes | 1008366
| Bathroom Exhaust Fans |  | Broan-NuTone LLC | Broan | AE80LK |  | 0 |  | 4" | Horizontal | HS | 0.1 | 80 | 0.7 | 26.9 | 2.9 | Yes | Yes | Yes | Yes | Yes | Yes | 1006292
| Bathroom Exhaust Fans |  | Broan-NuTone LLC | Broan | AE80LK |  | 0 |  | 4" | Horizontal | HS | 0.25 | 60 |  |  |  | Yes | Yes | Yes | Yes | Yes | Yes | 1006292
| Bathroom Exhaust Fans |  | Broan-NuTone LLC | Broan | AE80S |  | 0 |  | 4" | Horizontal | HS | 0.1 | 80 | 0.7 | 23.3 | 3.4 | Yes | Yes | Yes | Yes | Yes | Yes | 1006532
| Bathroom Exhaust Fans |  | Broan-NuTone LLC | Broan | AE80S |  | 0 |  | 6" | Horizontal | HS | 0.1 | 80 | 0.6 | 23.6 | 3.3 | Yes | Yes | Yes | Yes | Yes | Yes | 1006532
| Bathroom Exhaust Fans |  | Broan-NuTone LLC | Broan | AE80S |  | 0 |  | 4" | Horizontal | HS | 0.25 | 62 |  |  |  | Yes | Yes | Yes | Yes | Yes | Yes | 1006532
| Bathroom Exhaust Fans |  | Broan-NuTone LLC | Broan | AE80S |  | 0 |  | 6" | Horizontal | HS | 0.25 | 63 |  |  |  | Yes | Yes | Yes | Yes | Yes | Yes | 1006532
| Bathroom Exhaust Fans |  | Broan-NuTone LLC | Broan | AE80S = A000HFS with AE80F1 |  | 0 |  | 4" | Horizontal | HS | 0.1 | 80 | 0.7 | 23.3 | 3.4 | Yes | Yes | Yes | Yes | Yes | Yes | 1006533
| Bathroom Exhaust Fans |  | Broan-NuTone LLC | Broan | AE80S = A000HFS with AE80F1 |  | 0 |  | 6" | Horizontal | HS | 0.1 | 80 | 0.6 | 23.6 | 3.3 | Yes | Yes | Yes | Yes | Yes | Yes | 1006533
| Bathroom Exhaust Fans |  | Broan-NuTone LLC | Broan | AE80S = A000HFS with AE80F1 |  | 0 |  | 4" | Horizontal | HS | 0.25 | 62 |  |  |  | Yes | Yes | Yes | Yes | Yes | Yes | 1006533
| Bathroom Exhaust Fans |  | Broan-NuTone LLC | Broan | AE80S = A000HFS with AE80F1 |  | 0 |  | 6" | Horizontal | HS | 0.25 | 63 |  |  |  | Yes | Yes | Yes | Yes | Yes | Yes | 1006533
| Bathroom Exhaust Fans |  | Broan-NuTone LLC | Broan | AE80SL |  | 0 |  | 4" | Horizontal | HS | 0.1 | 80 | 0.7 | 26.9 | 2.9 | Yes | Yes | Yes | Yes | Yes | Yes | 1007529
| Bathroom Exhaust Fans |  | Broan-NuTone LLC | Broan | AE80SL |  | 0 |  | 4" | Horizontal | HS | 0.25 | 60 |  |  |  | Yes | Yes | Yes | Yes | Yes | Yes | 1007529
| Bathroom Exhaust Fans |  | 1HVAC | ACiQ | AED400SC |  | 0 |  | 8" | Horizontal | HS | 0.25 | 370 |  |  |  | NO | No | No | Yes | No | Yes | 1008324
| Bathroom Exhaust Fans |  | 1HVAC | ACiQ | AED400SC |  | 0 |  | 8" | Horizontal | HS | 0.1 | 400 | 3.5 | 40 |  | NO | No | No | Yes | No | Yes | 1008324
| Bathroom Exhaust Fans |  | 1HVAC | ACiQ | AEP110 |  | 0 |  | 6" | Horizontal | HS | 0.1 | 110 | 0.9 | 30 |  | Yes | Yes | Yes | Yes | Yes | Yes | 1008147
| Bathroom Exhaust Fans |  | 1HVAC | ACiQ | AEP110 |  | 0 |  | 6" | Horizontal | HS | 0.25 | 92 |  |  |  | Yes | Yes | Yes | Yes | Yes | Yes | 1008147
| Bathroom Exhaust Fans |  | 1HVAC | ACiQ | AEP150 |  | 0 |  | 6" | Horizontal | HS | 0.1 | 150 | 0.5 | 36 |  | Yes | Yes | Yes | Yes | Yes | Yes | 1008148
| Bathroom Exhaust Fans |  | 1HVAC | ACiQ | AEP150 |  | 0 |  | 6" | Horizontal | HS | 0.25 | 115 |  |  |  | Yes | Yes | Yes | Yes | Yes | Yes | 1008148
| Bathroom Exhaust Fans |  | 1HVAC | ACiQ | AEPD140-3 |  | 0 |  | 6" | Horizontal | 110 CFM | 0.1 | 110 | 0.3 | 9 |  | Yes | Yes | Yes | Yes | Yes | Yes | 1008316
| Bathroom Exhaust Fans |  | 1HVAC | ACiQ | AEPD140-3 |  | 0 |  | 6" | Horizontal | 110 CFM | 0.25 | 108 |  |  |  | Yes | Yes | Yes | Yes | Yes | Yes | 1008316
| Bathroom Exhaust Fans |  | 1HVAC | ACiQ | AEPD140-3 |  | 0 |  | 6" | Horizontal | 80 CFM | 0.1 | 80 | 0.3 | 6 |  | Yes | Yes | Yes | Yes | Yes | Yes | 1008316
| Bathroom Exhaust Fans |  | 1HVAC | ACiQ | AEPD140-3 |  | 0 |  | 6" | Horizontal | 80 CFM | 0.25 | 80 |  |  |  | Yes | Yes | Yes | Yes | Yes | Yes | 1008316
| Bathroom Exhaust Fans |  | 1HVAC | ACiQ | AEPD140-3 |  | 0 |  | 6" | Horizontal | 140 CFM | 0.1 | 140 | 0.4 | 13 |  | Yes | Yes | Yes | Yes | Yes | Yes | 1008316
| Bathroom Exhaust Fans |  | 1HVAC | ACiQ | AEPD140-3 |  | 0 |  | 6" | Horizontal | 140 CFM | 0.25 | 136 |  |  |  | Yes | Yes | Yes | Yes | Yes | Yes | 1008316
| Bathroom Exhaust Fans |  | 1HVAC | ACiQ | AEPD150SC |  | 0 |  | 6" | Horizontal | HS | 0.25 | 120 |  |  |  | Yes | Yes | Yes | Yes | Yes | Yes | 1008353
| Bathroom Exhaust Fans |  | 1HVAC | ACiQ | AEPD150SC |  | 0 |  | 6" | Horizontal | HS | 0.1 | 150 | 0.9 | 14 |  | Yes | Yes | Yes | Yes | Yes | Yes | 1008353
| Bathroom Exhaust Fans |  | 1HVAC | ACiQ | AEPD200SC |  | 0 |  | 6" | Horizontal | HS | 0.25 | 170 |  |  |  | NO | Yes | Yes | Yes | Yes | Yes | 1008320
| Bathroom Exhaust Fans |  | 1HVAC | ACiQ | AEPD200SC |  | 0 |  | 6" | Horizontal | HS | 0.1 | 200 | 2 | 26 |  | NO | Yes | Yes | Yes | Yes | Yes | 1008320
| Bathroom Exhaust Fans |  | 1HVAC | ACiQ | AEPD300SC |  | 0 |  | 6" | Horizontal | HS | 0.25 | 268 |  |  |  | NO | No | No | Yes | No | Yes | 1008323
| Bathroom Exhaust Fans |  | 1HVAC | ACiQ | AEPD300SC |  | 0 |  | 6" | Horizontal | HS | 0.1 | 290 | 4 | 53 |  | NO | No | No | Yes | No | Yes | 1008323
| Bathroom Exhaust Fans |  | Broan-NuTone LLC | Broan | AER110CCTK |  | 0 |  | 4" | Horizontal | HS | 0.1 | 110 | 1 | 23.4 | 4.7 | Yes | Yes | Yes | Yes | Yes | Yes | 1006645
| Bathroom Exhaust Fans |  | Broan-NuTone LLC | Broan | AER110CCTK |  | 0 |  | 4" | Horizontal | HS | 0.25 | 92 |  |  |  | Yes | Yes | Yes | Yes | Yes | Yes | 1006645
| Bathroom Exhaust Fans |  | Broan-NuTone LLC | Broan | AER110K |  | 0 |  | 4" | Horizontal | HS | 0.1 | 110 | 1 | 23.4 | 4.7 | Yes | Yes | Yes | Yes | Yes | Yes | 1006452
| Bathroom Exhaust Fans |  | Broan-NuTone LLC | Broan | AER110K |  | 0 |  | 4" | Horizontal | HS | 0.25 | 92 |  |  |  | Yes | Yes | Yes | Yes | Yes | Yes | 1006452
| Bathroom Exhaust Fans |  | Broan-NuTone LLC | Broan | AER110L |  | 0 |  | 4" | Horizontal | HS | 0.1 | 110 | 1 | 23.4 | 4.7 | Yes | Yes | Yes | Yes | Yes | Yes | 1006060
| Bathroom Exhaust Fans |  | Broan-NuTone LLC | Broan | AER110L |  | 0 |  | 4" | Horizontal | HS | 0.25 | 92 |  |  |  | Yes | Yes | Yes | Yes | Yes | Yes | 1006060
| Bathroom Exhaust Fans |  | Broan-NuTone LLC | Broan | AER110LK |  | 0 |  | 4" | Horizontal | HS | 0.1 | 110 | 1 | 23.4 | 4.7 | Yes | Yes | Yes | Yes | Yes | Yes | 1006438
| Bathroom Exhaust Fans |  | Broan-NuTone LLC | Broan | AER110LK |  | 0 |  | 4" | Horizontal | HS | 0.25 | 92 |  |  |  | Yes | Yes | Yes | Yes | Yes | Yes | 1006438
| Bathroom Exhaust Fans |  | Broan-NuTone LLC | Broan | AER110LTBN |  | 0 |  | 4" | Horizontal | HS | 0.25 | 89 |  | 24.5 |  | NO | Yes | Yes | Yes | Yes | Yes | 1008333
| Bathroom Exhaust Fans |  | Broan-NuTone LLC | Broan | AER110LTBN |  | 0 |  | 4" | Horizontal | HS | 0.1 | 110 | 1.5 | 26 | 4.2 | NO | Yes | Yes | Yes | Yes | Yes | 1008333
| Bathroom Exhaust Fans |  | Broan-NuTone LLC | NuTone | AER110LTK |  | 0 |  | 4" | Horizontal | HS | 0.1 | 110 | 1.5 | 26 | 4.2 | Yes | Yes | Yes | Yes | Yes | Yes | 1006133
| Bathroom Exhaust Fans |  | Broan-NuTone LLC | NuTone | AER110LTK |  | 0 |  | 4" | Horizontal | HS | 0.25 | 89 |  | 24.5 |  | Yes | Yes | Yes | Yes | Yes | Yes | 1006133
| Bathroom Exhaust Fans |  | Broan-NuTone LLC | Broan | AER110LTMB |  | 0 |  | 4" | Horizontal | HS | 0.1 | 110 | 1.5 | 26 | 4.2 | Yes | Yes | Yes | Yes | Yes | Yes | 1007633
| Bathroom Exhaust Fans |  | Broan-NuTone LLC | Broan | AER110LTMB |  | 0 |  | 4" | Horizontal | HS | 0.25 | 89 |  | 24.5 |  | Yes | Yes | Yes | Yes | Yes | Yes | 1007633
| Bathroom Exhaust Fans |  | Broan-NuTone LLC | Broan | AER110LTW |  | 0 |  | 4" | Horizontal | HS | 0.1 | 110 | 1.5 | 26 | 4.2 | Yes | Yes | Yes | Yes | Yes | Yes | 1007632
| Bathroom Exhaust Fans |  | Broan-NuTone LLC | Broan | AER110LTW |  | 0 |  | 4" | Horizontal | HS | 0.25 | 89 |  | 24.5 |  | Yes | Yes | Yes | Yes | Yes | Yes | 1007632
| Bathroom Exhaust Fans |  | Broan-NuTone LLC | Broan | AER110RGBL |  | 0 |  | 4" | Horizontal | HS | 0.1 | 110 | 1.5 | 28 | 3.9 | Yes | Yes | Yes | Yes | Yes | Yes | 1006041
| Bathroom Exhaust Fans |  | Broan-NuTone LLC | Broan | AER110RGBL |  | 0 |  | 4" | Horizontal | HS | 0.25 | 94 | 2.5 | 25.8 |  | Yes | Yes | Yes | Yes | Yes | Yes | 1006041
| Bathroom Exhaust Fans |  | Broan-NuTone LLC | Broan (Canada) | AER110S |  | 0 |  | 4" | Horizontal | HS | 0.1 | 110 | 1 | 23.4 | 4.7 | Yes | Yes | Yes | Yes | Yes | Yes | 1006105
| Bathroom Exhaust Fans |  | Broan-NuTone LLC | Broan (Canada) | AER110S |  | 0 |  | 4" | Horizontal | HS | 0.25 | 92 |  |  |  | Yes | Yes | Yes | Yes | Yes | Yes | 1006105
| Bathroom Exhaust Fans |  | Broan-NuTone LLC | NuTone | AER110SLW |  | 0 |  | 4" | Horizontal | HS | 0.1 | 110 | 1.5 | 26.1 | 4.2 | Yes | Yes | Yes | Yes | Yes | Yes | 1006135
| Bathroom Exhaust Fans |  | Broan-NuTone LLC | NuTone | AER110SLW |  | 0 |  | 4" | Horizontal | HS | 0.25 | 89 |  | 24.8 |  | Yes | Yes | Yes | Yes | Yes | Yes | 1006135
| Bathroom Exhaust Fans |  | Broan-NuTone LLC | Broan | AER50 |  | 0 |  | 4" | Horizontal | HS | 0.25 | 37 |  |  |  | Yes | Yes | Yes | Yes | Yes | Yes | 1003843
| Bathroom Exhaust Fans |  | Broan-NuTone LLC | Broan | AER50 |  | 0 |  | 4" | Horizontal | HS | 0.1 | 50 | 0.5 | 20 |  | Yes | Yes | Yes | Yes | Yes | Yes | 1003843
| Bathroom Exhaust Fans |  | Broan-NuTone LLC | Broan (Canada) | AER80BC |  | 0 |  | 4" | Horizontal | HS | 0.1 | 80 | 1.5 | 24.7 | 3.2 | Yes | Yes | Yes | Yes | Yes | Yes | 1007591
| Bathroom Exhaust Fans |  | Broan-NuTone LLC | Broan (Canada) | AER80BC |  | 0 |  | 4" | Horizontal | HS | 0.25 | 60 |  |  |  | Yes | Yes | Yes | Yes | Yes | Yes | 1007591
| Bathroom Exhaust Fans |  | Broan-NuTone LLC | Broan | AER80CCTK |  | 0 |  | 4" | Horizontal | HS | 0.1 | 80 | 0.7 | 26.9 | 2.9 | Yes | Yes | Yes | Yes | Yes | Yes | 1007365
| Bathroom Exhaust Fans |  | Broan-NuTone LLC | Broan | AER80CCTK |  | 0 |  | 4" | Horizontal | HS | 0.25 | 60 |  |  |  | Yes | Yes | Yes | Yes | Yes | Yes | 1007365
| Bathroom Exhaust Fans |  | Broan-NuTone LLC | Broan | AER80K |  | 0 |  | 6" | Horizontal | HS | 0.1 | 80 | 0.6 | 23.6 | 3.3 | Yes | Yes | Yes | Yes | Yes | Yes | 1007202
| Bathroom Exhaust Fans |  | Broan-NuTone LLC | Broan | AER80K |  | 0 |  | 4" | Horizontal | HS | 0.1 | 80 | 0.7 | 23.3 | 3.4 | Yes | Yes | Yes | Yes | Yes | Yes | 1007202
| Bathroom Exhaust Fans |  | Broan-NuTone LLC | Broan | AER80K |  | 0 |  | 6" | Horizontal | HS | 0.25 | 63 |  |  |  | Yes | Yes | Yes | Yes | Yes | Yes | 1007202
| Bathroom Exhaust Fans |  | Broan-NuTone LLC | Broan | AER80K |  | 0 |  | 4" | Horizontal | HS | 0.25 | 62 |  |  |  | Yes | Yes | Yes | Yes | Yes | Yes | 1007202
| Bathroom Exhaust Fans |  | Broan-NuTone LLC | Broan | AER80LK |  | 0 |  | 4" | Horizontal | HS | 0.1 | 80 | 0.7 | 26.9 | 2.9 | Yes | Yes | Yes | Yes | Yes | Yes | 1007366
| Bathroom Exhaust Fans |  | Broan-NuTone LLC | Broan | AER80LK |  | 0 |  | 4" | Horizontal | HS | 0.25 | 60 |  |  |  | Yes | Yes | Yes | Yes | Yes | Yes | 1007366
| Bathroom Exhaust Fans |  | Broan-NuTone LLC | NuTone | AER80LWH |  | 0 |  | 4" | Horizontal | HS | 0.1 | 80 | 0.8 | 23.2 | 3.4 | Yes | Yes | Yes | Yes | Yes | Yes | 1006132
| Bathroom Exhaust Fans |  | Broan-NuTone LLC | NuTone | AER80LWH |  | 0 |  | 4" | Horizontal | HS | 0.25 | 58 |  | 21.9 |  | Yes | Yes | Yes | Yes | Yes | Yes | 1006132
| Bathroom Exhaust Fans |  | Broan-NuTone LLC | NuTone | AERN110K |  | 0 |  | 4" | Horizontal | HS | 0.1 | 110 | 1 | 23.4 | 4.7 | Yes | Yes | Yes | Yes | Yes | Yes | 1006188
| Bathroom Exhaust Fans |  | Broan-NuTone LLC | NuTone | AERN110K |  | 0 |  | 4" | Horizontal | HS | 0.25 | 92 |  |  |  | Yes | Yes | Yes | Yes | Yes | Yes | 1006188
| Bathroom Exhaust Fans |  | Broan-NuTone LLC | NuTone | AERN110LTK |  | 0 |  | 4" | Horizontal | HS | 0.1 | 110 | 1.5 | 26 | 4.2 | Yes | Yes | Yes | Yes | Yes | Yes | 1006025
| Bathroom Exhaust Fans |  | Broan-NuTone LLC | NuTone | AERN110LTK |  | 0 |  | 4" | Horizontal | HS | 0.25 | 89 |  | 24.5 |  | Yes | Yes | Yes | Yes | Yes | Yes | 1006025
| Bathroom Exhaust Fans |  | Broan-NuTone LLC | NuTone | AERN110LTW |  | 0 |  | 4" | Horizontal | HS | 0.1 | 110 | 1.5 | 26 | 4.2 | Yes | Yes | Yes | Yes | Yes | Yes | 1007791
| Bathroom Exhaust Fans |  | Broan-NuTone LLC | NuTone | AERN110LTW |  | 0 |  | 4" | Horizontal | HS | 0.25 | 89 |  | 24.5 |  | Yes | Yes | Yes | Yes | Yes | Yes | 1007791
| Bathroom Exhaust Fans |  | Broan-NuTone LLC | NuTone | AERN110RGBL |  | 0 |  | 4" | Horizontal | HS | 0.1 | 110 | 1.5 | 28 | 3.9 | Yes | Yes | Yes | Yes | Yes | Yes | 1006076
| Bathroom Exhaust Fans |  | Broan-NuTone LLC | NuTone | AERN110RGBL |  | 0 |  | 4" | Horizontal | HS | 0.25 | 95 | 2.5 | 25.9 |  | Yes | Yes | Yes | Yes | Yes | Yes | 1006076
| Bathroom Exhaust Fans |  | Broan-NuTone LLC | NuTone | AERN110RGBLC |  | 0 |  | 4" | Horizontal | HS | 0.1 | 110 | 1.5 | 28 | 3.9 | Yes | Yes | Yes | Yes | Yes | Yes | 1006097
| Bathroom Exhaust Fans |  | Broan-NuTone LLC | NuTone | AERN110RGBLC |  | 0 |  | 4" | Horizontal | HS | 0.25 | 95 | 2.5 | 25.9 |  | Yes | Yes | Yes | Yes | Yes | Yes | 1006097
| Bathroom Exhaust Fans |  | Broan-NuTone LLC | NuTone | AERN110SLW |  | 0 |  | 4" | Horizontal | HS | 0.1 | 110 | 1.5 | 26.1 | 4.2 | Yes | Yes | Yes | Yes | Yes | Yes | 1006026
| Bathroom Exhaust Fans |  | Broan-NuTone LLC | NuTone | AERN110SLW |  | 0 |  | 4" | Horizontal | HS | 0.25 | 89 |  | 24.8 |  | Yes | Yes | Yes | Yes | Yes | Yes | 1006026
| Bathroom Exhaust Fans |  | Broan-NuTone LLC | NuTone | AERN50110DCKC |  | 0 |  | 4" | Horizontal | 110 CFM | 0.25 | 105 | 1.5 | 16.3 | 6.4 | Yes | Yes | Yes | Yes | Yes | Yes | 1008071
| Bathroom Exhaust Fans |  | Broan-NuTone LLC | NuTone | AERN50110DCKC |  | 0 |  | 4" | Horizontal | 110 CFM | 0.1 | 110 | 1 | 12.2 | 9.0 | Yes | Yes | Yes | Yes | Yes | Yes | 1008071
| Bathroom Exhaust Fans |  | Broan-NuTone LLC | NuTone | AERN50110DCKC |  | 0 |  | 4" | Horizontal | 80 CFM | 0.25 | 71 | 1.1 | 10.8 | 6.5 | Yes | Yes | Yes | Yes | Yes | Yes | 1008071
| Bathroom Exhaust Fans |  | Broan-NuTone LLC | NuTone | AERN50110DCKC |  | 0 |  | 4" | Horizontal | 80 CFM | 0.1 | 80 | 0.4 | 7.4 | 10.8 | Yes | Yes | Yes | Yes | Yes | Yes | 1008071
| Bathroom Exhaust Fans |  | Broan-NuTone LLC | NuTone | AERN50110DCKC |  | 0 |  | 4" | Horizontal | 50 CFM | 0.25 | 36 | 0.7 | 6.7 | 5.3 | Yes | Yes | Yes | Yes | Yes | Yes | 1008071
| Bathroom Exhaust Fans |  | Broan-NuTone LLC | NuTone | AERN50110DCKC |  | 0 |  | 4" | Horizontal | 50 CFM | 0.1 | 50 | <0.3 | 4.6 | 10.8 | Yes | Yes | Yes | Yes | Yes | Yes | 1008071
| Bathroom Exhaust Fans |  | Broan-NuTone LLC | NuTone (Canada) | AERN50C |  | 0 |  | 4" | Horizontal | HS | 0.25 | 37 |  |  |  | Yes | Yes | Yes | Yes | Yes | Yes | 1004226
| Bathroom Exhaust Fans |  | Broan-NuTone LLC | NuTone (Canada) | AERN50C |  | 0 |  | 4" | Horizontal | HS | 0.1 | 50 | 0.5 | 20 |  | Yes | Yes | Yes | Yes | Yes | Yes | 1004226
| Bathroom Exhaust Fans |  | Broan-NuTone LLC | Broan | AERN80LK |  | 0 |  | 4" | Horizontal | HS | 0.1 | 80 | 0.7 | 26.9 | 2.9 | Yes | Yes | Yes | Yes | Yes | Yes | 1006293
| Bathroom Exhaust Fans |  | Broan-NuTone LLC | Broan | AERN80LK |  | 0 |  | 4" | Horizontal | HS | 0.25 | 60 |  |  |  | Yes | Yes | Yes | Yes | Yes | Yes | 1006293
| Bathroom Exhaust Fans |  | Broan-NuTone LLC | NuTone | AERN80LWH |  | 0 |  | 4" | Horizontal | HS | 0.1 | 80 | 0.8 | 23.2 | 3.4 | Yes | Yes | Yes | Yes | Yes | Yes | 1006012
| Bathroom Exhaust Fans |  | Broan-NuTone LLC | NuTone | AERN80LWH |  | 0 |  | 4" | Horizontal | HS | 0.25 | 58 |  | 21.9 |  | Yes | Yes | Yes | Yes | Yes | Yes | 1006012
| Bathroom Exhaust Fans |  | 1HVAC | ACiQ | AES100 |  | 0 |  | 4" | Horizontal | HS | 0.1 | 100 | 1.5 | 25 |  | Yes | Yes | Yes | Yes | Yes | Yes | 1008138
| Bathroom Exhaust Fans |  | 1HVAC | ACiQ | AES100 |  | 0 |  | 4" | Horizontal | HS | 0.25 | 87 |  |  |  | Yes | Yes | Yes | Yes | Yes | Yes | 1008138
| Bathroom Exhaust Fans |  | 1HVAC | ACiQ | AES50 |  | 0 |  | 4" | Horizontal | HS | 0.1 | 50 | 0.4 | 25 | 2.0 | NO | No | No | Yes | No | Yes | 1007770
| Bathroom Exhaust Fans |  | 1HVAC | ACiQ | AES80 |  | 0 |  | 4" | Horizontal | HS | 0.25 | 66 |  |  |  | Yes | Yes | Yes | Yes | Yes | Yes | 1008139
| Bathroom Exhaust Fans |  | 1HVAC | ACiQ | AES80 |  | 0 |  | 4" | Horizontal | HS | 0.1 | 80 | 0.7 | 18 |  | Yes | Yes | Yes | Yes | Yes | Yes | 1008139
| Bathroom Exhaust Fans |  | 1HVAC | ACiQ | AESD100-3 |  | 0 |  | 4" | Horizontal | MS | 0.25 | 81 |  |  |  | Yes | Yes | Yes | Yes | Yes | Yes | 1008315
| Bathroom Exhaust Fans |  | 1HVAC | ACiQ | AESD100-3 |  | 0 |  | 4" | Horizontal | LS | 0.1 | 50 | 0.6 | 5 |  | Yes | Yes | Yes | Yes | Yes | Yes | 1008315
| Bathroom Exhaust Fans |  | 1HVAC | ACiQ | AESD100-3 |  | 0 |  | 4" | Horizontal | LS | 0.25 | 53 |  |  |  | Yes | Yes | Yes | Yes | Yes | Yes | 1008315
| Bathroom Exhaust Fans |  | 1HVAC | ACiQ | AESD100-3 |  | 0 |  | 4" | Horizontal | MS | 0.1 | 80 | 1 | 7 |  | Yes | Yes | Yes | Yes | Yes | Yes | 1008315
| Bathroom Exhaust Fans |  | 1HVAC | ACiQ | AESD100-3 |  | 0 |  | 4" | Horizontal | HS | 0.25 | 101 |  |  |  | Yes | Yes | Yes | Yes | Yes | Yes | 1008315
| Bathroom Exhaust Fans |  | 1HVAC | ACiQ | AESD100-3 |  | 0 |  | 4" | Horizontal | HS | 0.1 | 100 | 1.5 | 12 |  | Yes | Yes | Yes | Yes | Yes | Yes | 1008315
| Bathroom Exhaust Fans |  | Broan-NuTone LLC | Broan | AEW110 |  | 0 |  | 4" | Horizontal | HS | 0.1 | 110 | 1 | 23.4 | 4.7 | Yes | Yes | Yes | Yes | Yes | Yes | 1006108
| Bathroom Exhaust Fans |  | Broan-NuTone LLC | Broan | AEW110 |  | 0 |  | 4" | Horizontal | HS | 0.25 | 92 |  |  |  | Yes | Yes | Yes | Yes | Yes | Yes | 1006108
| Kitchen Range Hoods | Insert/Power Pack | BSH Home Appliances Corporation | Gaggenau | AF210761 | 24 | 0 |  | 6" | Vertical | HS | 0.1 | 380 | 5.5 |  |  | NO | N/A | N/A | N/A | N/A | N/A | 4506800
| Kitchen Range Hoods | Insert/Power Pack | BSH Home Appliances Corporation | Gaggenau | AF210761 | 24 | 0 |  | 6" | Vertical | WS | 0.029 | 200 | 1.5 |  |  | NO | N/A | N/A | N/A | N/A | N/A | 4506800
| Kitchen Range Hoods | Insert/Power Pack | BSH Home Appliances Corporation | Gaggenau | AF210791 | 24 | 0 |  | 6" | Vertical | WS | 0.031 | 200 | 1.5 |  |  | NO | N/A | N/A | N/A | N/A | N/A | 4506814
| Kitchen Range Hoods | Insert/Power Pack | BSH Home Appliances Corporation | Gaggenau | AF210791 | 24 | 0 |  | 6" | Vertical | HS | 0.1 | 370 | 6 |  |  | NO | N/A | N/A | N/A | N/A | N/A | 4506814
| Bathroom Exhaust Fans |  | Air King America LLC | Air King | AK100D |  | 0 |  | 4" | Horizontal | HS | 0.1 | 100 | 2 | 26.4 | 3.7 | Yes | Yes | Yes | Yes | Yes | Yes | 1004498
| Bathroom Exhaust Fans |  | Air King America LLC | Air King | AK100D |  | 0 |  | 4" | Horizontal | LS | 0.1 | 50 | 0.4 | 15 | 3.3 | Yes | Yes | Yes | Yes | Yes | Yes | 1004498
| Bathroom Exhaust Fans |  | Air King America LLC | Air King | AK100D |  | 0 |  | 4" | Horizontal | HS | 0.25 | 83 |  |  |  | Yes | Yes | Yes | Yes | Yes | Yes | 1004498
| Bathroom Exhaust Fans |  | Air King America LLC | Air King | AK100H |  | 0 |  | 4" | Horizontal | HS | 0.1 | 100 | 2 | 26.4 | 3.7 | Yes | Yes | Yes | Yes | Yes | Yes | 1004419
| Bathroom Exhaust Fans |  | Air King America LLC | Air King | AK100H |  | 0 |  | 4" | Horizontal | HS | 0.25 | 83 |  |  |  | Yes | Yes | Yes | Yes | Yes | Yes | 1004419
| Bathroom Exhaust Fans |  | Air King America LLC | Air King | AK100L |  | 0 |  | 4" | Horizontal Exhaust | HS | 0.1 | 100 | 3.5 |  |  | NO | No | No | Yes | No | Yes | 1008011
| Bathroom Exhaust Fans |  | Air King America LLC | Air King | AK100LS6 |  | 0 |  | 6" | Horizontal | HS | 0.1 | 100 | 1 | 26.6 | 3.7 | Yes | Yes | Yes | Yes | Yes | Yes | 1007161
| Bathroom Exhaust Fans |  | Air King America LLC | Air King | AK100LS6 |  | 0 |  | 6" | Horizontal | HS | 0.25 | 78 |  |  |  | Yes | Yes | Yes | Yes | Yes | Yes | 1007161
| Bathroom Exhaust Fans |  | Air King America LLC | Air King | AK100LS6H |  | 0 |  | 6" | Horizontal | HS | 0.1 | 100 | 1 | 26.6 | 3.7 | Yes | Yes | Yes | Yes | Yes | Yes | 1007162
| Bathroom Exhaust Fans |  | Air King America LLC | Air King | AK100LS6H |  | 0 |  | 6" | Horizontal | HS | 0.25 | 78 |  |  |  | Yes | Yes | Yes | Yes | Yes | Yes | 1007162
| Kitchen Range Hoods | Undercabinet | Zephyr Corporation | Zephyr | AK1100BS | 30 | 0 |  | 3 1/4" x 10" | Horizontal | WS | 0.018 | 110 | 2 | 47 | 2.3 | NO | N/A | N/A | N/A | N/A | N/A | 4508412
| Kitchen Range Hoods | Undercabinet | Zephyr Corporation | Zephyr | AK1100BS | 30 | 0 |  | 3 1/4" x 10" | Horizontal | HS | 0.25 | 230 |  | 121 | 1.9 | NO | N/A | N/A | N/A | N/A | N/A | 4508412
| Kitchen Range Hoods | Undercabinet | Zephyr Corporation | Zephyr | AK1100BS | 30 | 0 |  | 3 1/4" x 10" | Vertical | WS | 0.022 | 100 | 2 | 47 | 2.1 | NO | N/A | N/A | N/A | N/A | N/A | 4508412
| Kitchen Range Hoods | Undercabinet | Zephyr Corporation | Zephyr | AK1100BS | 30 | 0 |  | 3 1/4" x 10" | Vertical | HS | 0.25 | 195 |  | 115 | 1.6 | NO | N/A | N/A | N/A | N/A | N/A | 4508412
| Kitchen Range Hoods | Undercabinet | Zephyr Corporation | Zephyr | AK1100BS | 30 | 0 |  | 3 1/4" x 10" | Horizontal | HS | 0.1 | 260 | 9 | 125 | 2.0 | NO | N/A | N/A | N/A | N/A | N/A | 4508412
| Kitchen Range Hoods | Undercabinet | Zephyr Corporation | Zephyr | AK1100BS | 30 | 0 |  | 3 1/4" x 10" | Vertical | HS | 0.1 | 230 | 9 | 119 | 1.9 | NO | N/A | N/A | N/A | N/A | N/A | 4508412
| Kitchen Range Hoods | Undercabinet | Zephyr Corporation | Zephyr | AK1100BW | 30 | 0 |  | 3 1/4" x 10" | Vertical Exhaust | HS | 0.25 | 195 |  | 115 | 1.6 | NO | N/A | N/A | N/A | N/A | N/A | 4508410
| Kitchen Range Hoods | Undercabinet | Zephyr Corporation | Zephyr | AK1100BW | 30 | 0 |  | 3 1/4" x 10" | Vertical Exhaust | WS | 0.022 | 100 | 2 | 47 | 2.1 | NO | N/A | N/A | N/A | N/A | N/A | 4508410
| Kitchen Range Hoods | Undercabinet | Zephyr Corporation | Zephyr | AK1100BW | 30 | 0 |  | 3 1/4" x 10" | Horizontal Exhaust | HS | 0.25 | 230 |  | 121 | 1.9 | NO | N/A | N/A | N/A | N/A | N/A | 4508410
| Kitchen Range Hoods | Undercabinet | Zephyr Corporation | Zephyr | AK1100BW | 30 | 0 |  | 3 1/4" x 10" | Horizontal Exhaust | WS | 0.018 | 110 | 2 | 47 | 2.3 | NO | N/A | N/A | N/A | N/A | N/A | 4508410
| Kitchen Range Hoods | Undercabinet | Zephyr Corporation | Zephyr | AK1100BW | 30 | 0 |  | 3 1/4" x 10" | Vertical Exhaust | HS | 0.1 | 230 | 9 | 119 | 1.9 | NO | N/A | N/A | N/A | N/A | N/A | 4508410
| Kitchen Range Hoods | Undercabinet | Zephyr Corporation | Zephyr | AK1100BW | 30 | 0 |  | 3 1/4" x 10" | Horizontal Exhaust | HS | 0.1 | 260 | 9 | 125 | 2.0 | NO | N/A | N/A | N/A | N/A | N/A | 4508410
| Bathroom Exhaust Fans |  | Air King America LLC | Air King | AK110LS |  | 0 |  | 4" Round | Horizontal | HS | 0.1 | 110 | 1.5 | 28.5 | 3.8 | Yes | Yes | Yes | Yes | Yes | Yes | 1003722
| Bathroom Exhaust Fans |  | Air King America LLC | Air King | AK110LS |  | 0 |  | 4" Round | Horizontal | HS | 0.25 | 90 |  |  |  | Yes | Yes | Yes | Yes | Yes | Yes | 1003722
| Bathroom Exhaust Fans |  | Air King America LLC | Air King | AK110LS6 |  | 0 |  | 6" | Horizontal | HS | 0.1 | 110 | 1.4 | 29 | 3.7 | Yes | Yes | Yes | Yes | Yes | Yes | 1004062
| Bathroom Exhaust Fans |  | Air King America LLC | Air King | AK110LS6 |  | 0 |  | 6" | Horizontal | HS | 0.25 | 99 |  |  |  | Yes | Yes | Yes | Yes | Yes | Yes | 1004062
| Bathroom Exhaust Fans |  | Air King America LLC | Air King | AK110PN |  | 0 |  | 4" Round | Horizontal | HS | 0.1 | 100 | 2 | 26.4 | 3.7 | Yes | Yes | Yes | Yes | Yes | Yes | 1004360
| Bathroom Exhaust Fans |  | Air King America LLC | Air King | AK110PN |  | 0 |  | 4" Round | Horizontal | HS | 0.25 | 83 |  |  |  | Yes | Yes | Yes | Yes | Yes | Yes | 1004360
| Kitchen Range Hoods | Undercabinet | Zephyr Corporation | Zephyr | AK1124BS | 24 | 0 |  | 3 1/4" x 10" | Vertical | HS | 0.25 | 195 |  | 115 | 1.6 | NO | N/A | N/A | N/A | N/A | N/A | 4508413
| Kitchen Range Hoods | Undercabinet | Zephyr Corporation | Zephyr | AK1124BS | 24 | 0 |  | 3 1/4" x 10" | Vertical | WS | 0.022 | 100 | 2 | 47 | 2.1 | NO | N/A | N/A | N/A | N/A | N/A | 4508413
| Kitchen Range Hoods | Undercabinet | Zephyr Corporation | Zephyr | AK1124BS | 24 | 0 |  | 3 1/4" x 10" | Horizontal | HS | 0.25 | 230 |  | 121 | 1.9 | NO | N/A | N/A | N/A | N/A | N/A | 4508413
| Kitchen Range Hoods | Undercabinet | Zephyr Corporation | Zephyr | AK1124BS | 24 | 0 |  | 3 1/4" x 10" | Horizontal | WS | 0.018 | 110 | 2 | 47 | 2.3 | NO | N/A | N/A | N/A | N/A | N/A | 4508413
| Kitchen Range Hoods | Undercabinet | Zephyr Corporation | Zephyr | AK1124BS | 24 | 0 |  | 3 1/4" x 10" | Horizontal | HS | 0.1 | 260 | 9 | 125 | 2.0 | NO | N/A | N/A | N/A | N/A | N/A | 4508413
| Kitchen Range Hoods | Undercabinet | Zephyr Corporation | Zephyr | AK1124BS | 24 | 0 |  | 3 1/4" x 10" | Vertical | HS | 0.1 | 230 | 9 | 119 | 1.9 | NO | N/A | N/A | N/A | N/A | N/A | 4508413
| Kitchen Range Hoods | Undercabinet | Zephyr Corporation | Zephyr | AK1136BS | 36 | 0 |  | 3 1/4" x 10" | Horizontal | WS | 0.018 | 110 | 2 | 47 | 2.3 | NO | N/A | N/A | N/A | N/A | N/A | 4508411
| Kitchen Range Hoods | Undercabinet | Zephyr Corporation | Zephyr | AK1136BS | 36 | 0 |  | 3 1/4" x 10" | Horizontal | HS | 0.25 | 230 |  | 121 | 1.9 | NO | N/A | N/A | N/A | N/A | N/A | 4508411
| Kitchen Range Hoods | Undercabinet | Zephyr Corporation | Zephyr | AK1136BS | 36 | 0 |  | 3 1/4" x 10" | Vertical | WS | 0.022 | 100 | 2 | 47 | 2.1 | NO | N/A | N/A | N/A | N/A | N/A | 4508411
| Kitchen Range Hoods | Undercabinet | Zephyr Corporation | Zephyr | AK1136BS | 36 | 0 |  | 3 1/4" x 10" | Vertical | HS | 0.25 | 195 |  | 115 | 1.6 | NO | N/A | N/A | N/A | N/A | N/A | 4508411
| Kitchen Range Hoods | Undercabinet | Zephyr Corporation | Zephyr | AK1136BS | 36 | 0 |  | 3 1/4" x 10" | Horizontal | HS | 0.1 | 260 | 9 | 125 | 2.0 | NO | N/A | N/A | N/A | N/A | N/A | 4508411
| Kitchen Range Hoods | Undercabinet | Zephyr Corporation | Zephyr | AK1136BS | 36 | 0 |  | 3 1/4" x 10" | Vertical | HS | 0.1 | 230 | 9 | 119 | 1.9 | NO | N/A | N/A | N/A | N/A | N/A | 4508411
| Kitchen Range Hoods | Undercabinet | Zephyr Corporation | Zephyr | AK1200CB | 30 | 0 |  | 7" | Vertical | WS | 0.021 | 150 | 1.4 | 70.4 | 2.1 | NO | N/A | N/A | N/A | N/A | N/A | 4507330
| Kitchen Range Hoods | Undercabinet | Zephyr Corporation | Zephyr | AK1200CB | 30 | 0 |  | 7" | Vertical | HS | 0.25 | 285 |  | 142 | 2.0 | NO | N/A | N/A | N/A | N/A | N/A | 4507330
| Kitchen Range Hoods | Undercabinet | Zephyr Corporation | Zephyr | AK1200CB | 30 | 0 |  | 7" | Vertical | HS | 0.1 | 320 | 8 | 146 | 2.1 | NO | N/A | N/A | N/A | N/A | N/A | 4507330
| Kitchen Range Hoods | Undercabinet | Zephyr Corporation | Zephyr | AK1200CB | 30 | 0 |  | 3 1/4" X 10" | Vertical | WS | 0.021 | 160 | 1.2 | 70.2 | 2.2 | NO | N/A | N/A | N/A | N/A | N/A | 4507330
| Kitchen Range Hoods | Undercabinet | Zephyr Corporation | Zephyr | AK1200CB | 30 | 0 |  | 3 1/4" X 10" | Vertical | HS | 0.25 | 310 |  | 144 | 2.1 | NO | N/A | N/A | N/A | N/A | N/A | 4507330
| Kitchen Range Hoods | Undercabinet | Zephyr Corporation | Zephyr | AK1200CB | 30 | 0 |  | 3 1/4" X 10" | Vertical | HS | 0.1 | 350 | 7.5 | 146 | 2.3 | NO | N/A | N/A | N/A | N/A | N/A | 4507330
| Kitchen Range Hoods | Undercabinet | Zephyr Corporation | Zephyr | AK1200CB | 30 | 0 |  | 3 1/4" X 10" | Horizontal | WS | 0.021 | 170 | 1 | 70.5 | 2.4 | NO | N/A | N/A | N/A | N/A | N/A | 4507330
| Kitchen Range Hoods | Undercabinet | Zephyr Corporation | Zephyr | AK1200CB | 30 | 0 |  | 3 1/4" X 10" | Horizontal | HS | 0.25 | 350 |  | 145 | 2.4 | NO | N/A | N/A | N/A | N/A | N/A | 4507330
| Kitchen Range Hoods | Undercabinet | Zephyr Corporation | Zephyr | AK1200CB | 30 | 0 |  | 3 1/4" X 10" | Horizontal | HS | 0.1 | 390 | 7.5 | 150 | 2.6 | NO | N/A | N/A | N/A | N/A | N/A | 4507330
| Kitchen Range Hoods | Undercabinet | Zephyr Corporation | Zephyr | AK1200CBS | 30 | 0 |  | 7" | Vertical | WS | 0.021 | 150 | 1.4 | 70.4 | 2.1 | NO | N/A | N/A | N/A | N/A | N/A | 4507331
| Kitchen Range Hoods | Undercabinet | Zephyr Corporation | Zephyr | AK1200CBS | 30 | 0 |  | 7" | Vertical | HS | 0.25 | 285 |  | 142 | 2.0 | NO | N/A | N/A | N/A | N/A | N/A | 4507331
| Kitchen Range Hoods | Undercabinet | Zephyr Corporation | Zephyr | AK1200CBS | 30 | 0 |  | 7" | Vertical | HS | 0.1 | 320 | 8 | 146 | 2.1 | NO | N/A | N/A | N/A | N/A | N/A | 4507331
| Kitchen Range Hoods | Undercabinet | Zephyr Corporation | Zephyr | AK1200CBS | 30 | 0 |  | 3 1/4" X 10" | Vertical | WS | 0.021 | 160 | 1.2 | 70.2 | 2.2 | NO | N/A | N/A | N/A | N/A | N/A | 4507331
| Kitchen Range Hoods | Undercabinet | Zephyr Corporation | Zephyr | AK1200CBS | 30 | 0 |  | 3 1/4" X 10" | Vertical | HS | 0.25 | 310 |  | 144 | 2.1 | NO | N/A | N/A | N/A | N/A | N/A | 4507331
| Kitchen Range Hoods | Undercabinet | Zephyr Corporation | Zephyr | AK1200CBS | 30 | 0 |  | 3 1/4" X 10" | Vertical | HS | 0.1 | 350 | 7.5 | 146 | 2.3 | NO | N/A | N/A | N/A | N/A | N/A | 4507331
| Kitchen Range Hoods | Undercabinet | Zephyr Corporation | Zephyr | AK1200CBS | 30 | 0 |  | 3 1/4" X 10" | Horizontal | WS | 0.021 | 170 | 1 | 70.5 | 2.4 | NO | N/A | N/A | N/A | N/A | N/A | 4507331
| Kitchen Range Hoods | Undercabinet | Zephyr Corporation | Zephyr | AK1200CBS | 30 | 0 |  | 3 1/4" X 10" | Horizontal | HS | 0.25 | 350 |  | 145 | 2.4 | NO | N/A | N/A | N/A | N/A | N/A | 4507331
| Kitchen Range Hoods | Undercabinet | Zephyr Corporation | Zephyr | AK1200CBS | 30 | 0 |  | 3 1/4" X 10" | Horizontal | HS | 0.1 | 390 | 7.5 | 150 | 2.6 | NO | N/A | N/A | N/A | N/A | N/A | 4507331
| Kitchen Range Hoods | Undercabinet | Zephyr Corporation | Zephyr | AK1200CS | 30 | 0 |  | 7" | Vertical | WS | 0.021 | 150 | 1.4 | 70.4 | 2.1 | NO | N/A | N/A | N/A | N/A | N/A | 4507332
| Kitchen Range Hoods | Undercabinet | Zephyr Corporation | Zephyr | AK1200CS | 30 | 0 |  | 7" | Vertical | HS | 0.25 | 285 |  | 142 | 2.0 | NO | N/A | N/A | N/A | N/A | N/A | 4507332
| Kitchen Range Hoods | Undercabinet | Zephyr Corporation | Zephyr | AK1200CS | 30 | 0 |  | 7" | Vertical | HS | 0.1 | 320 | 8 | 146 | 2.1 | NO | N/A | N/A | N/A | N/A | N/A | 4507332
| Kitchen Range Hoods | Undercabinet | Zephyr Corporation | Zephyr | AK1200CS | 30 | 0 |  | 3 1/4" X 10" | Vertical | WS | 0.021 | 160 | 1.2 | 70.2 | 2.2 | NO | N/A | N/A | N/A | N/A | N/A | 4507332
| Kitchen Range Hoods | Undercabinet | Zephyr Corporation | Zephyr | AK1200CS | 30 | 0 |  | 3 1/4" X 10" | Vertical | HS | 0.25 | 310 |  | 144 | 2.1 | NO | N/A | N/A | N/A | N/A | N/A | 4507332
| Kitchen Range Hoods | Undercabinet | Zephyr Corporation | Zephyr | AK1200CS | 30 | 0 |  | 3 1/4" X 10" | Vertical | HS | 0.1 | 350 | 7.5 | 146 | 2.3 | NO | N/A | N/A | N/A | N/A | N/A | 4507332
| Kitchen Range Hoods | Undercabinet | Zephyr Corporation | Zephyr | AK1200CS | 30 | 0 |  | 3 1/4" X 10" | Horizontal | WS | 0.021 | 170 | 1 | 70.5 | 2.4 | NO | N/A | N/A | N/A | N/A | N/A | 4507332
| Kitchen Range Hoods | Undercabinet | Zephyr Corporation | Zephyr | AK1200CS | 30 | 0 |  | 3 1/4" X 10" | Horizontal | HS | 0.25 | 350 |  | 145 | 2.4 | NO | N/A | N/A | N/A | N/A | N/A | 4507332
| Kitchen Range Hoods | Undercabinet | Zephyr Corporation | Zephyr | AK1200CS | 30 | 0 |  | 3 1/4" X 10" | Horizontal | HS | 0.1 | 390 | 7.5 | 150 | 2.6 | NO | N/A | N/A | N/A | N/A | N/A | 4507332
| Kitchen Range Hoods | Undercabinet | Zephyr Corporation | Zephyr | AK1200CW | 30 | 0 |  | 7" | Vertical | WS | 0.021 | 150 | 1.4 | 70.4 | 2.1 | NO | N/A | N/A | N/A | N/A | N/A | 4507333
| Kitchen Range Hoods | Undercabinet | Zephyr Corporation | Zephyr | AK1200CW | 30 | 0 |  | 7" | Vertical | HS | 0.25 | 285 |  | 142 | 2.0 | NO | N/A | N/A | N/A | N/A | N/A | 4507333
| Kitchen Range Hoods | Undercabinet | Zephyr Corporation | Zephyr | AK1200CW | 30 | 0 |  | 7" | Vertical | HS | 0.1 | 320 | 8 | 146 | 2.1 | NO | N/A | N/A | N/A | N/A | N/A | 4507333
| Kitchen Range Hoods | Undercabinet | Zephyr Corporation | Zephyr | AK1200CW | 30 | 0 |  | 3 1/4" X 10" | Vertical | WS | 0.021 | 160 | 1.2 | 70.2 | 2.2 | NO | N/A | N/A | N/A | N/A | N/A | 4507333
| Kitchen Range Hoods | Undercabinet | Zephyr Corporation | Zephyr | AK1200CW | 30 | 0 |  | 3 1/4" X 10" | Vertical | HS | 0.25 | 310 |  | 144 | 2.1 | NO | N/A | N/A | N/A | N/A | N/A | 4507333
| Kitchen Range Hoods | Undercabinet | Zephyr Corporation | Zephyr | AK1200CW | 30 | 0 |  | 3 1/4" X 10" | Vertical | HS | 0.1 | 350 | 7.5 | 146 | 2.3 | NO | N/A | N/A | N/A | N/A | N/A | 4507333
| Kitchen Range Hoods | Undercabinet | Zephyr Corporation | Zephyr | AK1200CW | 30 | 0 |  | 3 1/4" X 10" | Horizontal | WS | 0.021 | 170 | 1 | 70.5 | 2.4 | NO | N/A | N/A | N/A | N/A | N/A | 4507333
| Kitchen Range Hoods | Undercabinet | Zephyr Corporation | Zephyr | AK1200CW | 30 | 0 |  | 3 1/4" X 10" | Horizontal | HS | 0.25 | 350 |  | 145 | 2.4 | NO | N/A | N/A | N/A | N/A | N/A | 4507333
| Kitchen Range Hoods | Undercabinet | Zephyr Corporation | Zephyr | AK1200CW | 30 | 0 |  | 3 1/4" X 10" | Horizontal | HS | 0.1 | 390 | 7.5 | 150 | 2.6 | NO | N/A | N/A | N/A | N/A | N/A | 4507333
| Kitchen Range Hoods | Undercabinet | Zephyr Corporation | Zephyr | AK1236CB | 30 | 0 |  | 7" | Vertical | WS | 0.021 | 150 | 1.4 | 70.4 | 2.1 | NO | N/A | N/A | N/A | N/A | N/A | 4507334
| Kitchen Range Hoods | Undercabinet | Zephyr Corporation | Zephyr | AK1236CB | 30 | 0 |  | 7" | Vertical | HS | 0.25 | 285 |  | 142 | 2.0 | NO | N/A | N/A | N/A | N/A | N/A | 4507334
| Kitchen Range Hoods | Undercabinet | Zephyr Corporation | Zephyr | AK1236CB | 30 | 0 |  | 7" | Vertical | HS | 0.1 | 320 | 8 | 146 | 2.1 | NO | N/A | N/A | N/A | N/A | N/A | 4507334
| Kitchen Range Hoods | Undercabinet | Zephyr Corporation | Zephyr | AK1236CB | 30 | 0 |  | 3 1/4" X 10" | Vertical | WS | 0.021 | 160 | 1.2 | 70.2 | 2.2 | NO | N/A | N/A | N/A | N/A | N/A | 4507334
| Kitchen Range Hoods | Undercabinet | Zephyr Corporation | Zephyr | AK1236CB | 30 | 0 |  | 3 1/4" X 10" | Vertical | HS | 0.25 | 310 |  | 144 | 2.1 | NO | N/A | N/A | N/A | N/A | N/A | 4507334
| Kitchen Range Hoods | Undercabinet | Zephyr Corporation | Zephyr | AK1236CB | 30 | 0 |  | 3 1/4" X 10" | Vertical | HS | 0.1 | 350 | 7.5 | 146 | 2.3 | NO | N/A | N/A | N/A | N/A | N/A | 4507334
| Kitchen Range Hoods | Undercabinet | Zephyr Corporation | Zephyr | AK1236CB | 30 | 0 |  | 3 1/4" X 10" | Horizontal | WS | 0.021 | 170 | 1 | 70.5 | 2.4 | NO | N/A | N/A | N/A | N/A | N/A | 4507334
| Kitchen Range Hoods | Undercabinet | Zephyr Corporation | Zephyr | AK1236CB | 30 | 0 |  | 3 1/4" X 10" | Horizontal | HS | 0.25 | 350 |  | 145 | 2.4 | NO | N/A | N/A | N/A | N/A | N/A | 4507334
| Kitchen Range Hoods | Undercabinet | Zephyr Corporation | Zephyr | AK1236CB | 30 | 0 |  | 3 1/4" X 10" | Horizontal | HS | 0.1 | 390 | 7.5 | 150 | 2.6 | NO | N/A | N/A | N/A | N/A | N/A | 4507334
| Kitchen Range Hoods | Undercabinet | Zephyr Corporation | Zephyr | AK1236CBS | 30 | 0 |  | 7" | Vertical | WS | 0.021 | 150 | 1.4 | 70.4 | 2.1 | NO | N/A | N/A | N/A | N/A | N/A | 4507335
| Kitchen Range Hoods | Undercabinet | Zephyr Corporation | Zephyr | AK1236CBS | 30 | 0 |  | 7" | Vertical | HS | 0.25 | 285 |  | 142 | 2.0 | NO | N/A | N/A | N/A | N/A | N/A | 4507335
| Kitchen Range Hoods | Undercabinet | Zephyr Corporation | Zephyr | AK1236CBS | 30 | 0 |  | 7" | Vertical | HS | 0.1 | 320 | 8 | 146 | 2.1 | NO | N/A | N/A | N/A | N/A | N/A | 4507335
| Kitchen Range Hoods | Undercabinet | Zephyr Corporation | Zephyr | AK1236CBS | 30 | 0 |  | 3 1/4" X 10" | Vertical | WS | 0.021 | 160 | 1.2 | 70.2 | 2.2 | NO | N/A | N/A | N/A | N/A | N/A | 4507335
| Kitchen Range Hoods | Undercabinet | Zephyr Corporation | Zephyr | AK1236CBS | 30 | 0 |  | 3 1/4" X 10" | Vertical | HS | 0.25 | 310 |  | 144 | 2.1 | NO | N/A | N/A | N/A | N/A | N/A | 4507335
| Kitchen Range Hoods | Undercabinet | Zephyr Corporation | Zephyr | AK1236CBS | 30 | 0 |  | 3 1/4" X 10" | Vertical | HS | 0.1 | 350 | 7.5 | 146 | 2.3 | NO | N/A | N/A | N/A | N/A | N/A | 4507335
| Kitchen Range Hoods | Undercabinet | Zephyr Corporation | Zephyr | AK1236CBS | 30 | 0 |  | 3 1/4" X 10" | Horizontal | WS | 0.021 | 170 | 1 | 70.5 | 2.4 | NO | N/A | N/A | N/A | N/A | N/A | 4507335
| Kitchen Range Hoods | Undercabinet | Zephyr Corporation | Zephyr | AK1236CBS | 30 | 0 |  | 3 1/4" X 10" | Horizontal | HS | 0.25 | 350 |  | 145 | 2.4 | NO | N/A | N/A | N/A | N/A | N/A | 4507335
| Kitchen Range Hoods | Undercabinet | Zephyr Corporation | Zephyr | AK1236CBS | 30 | 0 |  | 3 1/4" X 10" | Horizontal | HS | 0.1 | 390 | 7.5 | 150 | 2.6 | NO | N/A | N/A | N/A | N/A | N/A | 4507335
| Kitchen Range Hoods | Undercabinet | Zephyr Corporation | Zephyr | AK1236CS | 30 | 0 |  | 7" | Vertical | WS | 0.021 | 150 | 1.4 | 70.4 | 2.1 | NO | N/A | N/A | N/A | N/A | N/A | 4507336
| Kitchen Range Hoods | Undercabinet | Zephyr Corporation | Zephyr | AK1236CS | 30 | 0 |  | 7" | Vertical | HS | 0.25 | 285 |  | 142 | 2.0 | NO | N/A | N/A | N/A | N/A | N/A | 4507336
| Kitchen Range Hoods | Undercabinet | Zephyr Corporation | Zephyr | AK1236CS | 30 | 0 |  | 7" | Vertical | HS | 0.1 | 320 | 8 | 146 | 2.1 | NO | N/A | N/A | N/A | N/A | N/A | 4507336
| Kitchen Range Hoods | Undercabinet | Zephyr Corporation | Zephyr | AK1236CS | 30 | 0 |  | 3 1/4" X 10" | Vertical | WS | 0.021 | 160 | 1.2 | 70.2 | 2.2 | NO | N/A | N/A | N/A | N/A | N/A | 4507336
| Kitchen Range Hoods | Undercabinet | Zephyr Corporation | Zephyr | AK1236CS | 30 | 0 |  | 3 1/4" X 10" | Vertical | HS | 0.25 | 310 |  | 144 | 2.1 | NO | N/A | N/A | N/A | N/A | N/A | 4507336
| Kitchen Range Hoods | Undercabinet | Zephyr Corporation | Zephyr | AK1236CS | 30 | 0 |  | 3 1/4" X 10" | Vertical | HS | 0.1 | 350 | 7.5 | 146 | 2.3 | NO | N/A | N/A | N/A | N/A | N/A | 4507336
| Kitchen Range Hoods | Undercabinet | Zephyr Corporation | Zephyr | AK1236CS | 30 | 0 |  | 3 1/4" X 10" | Horizontal | WS | 0.021 | 170 | 1 | 70.5 | 2.4 | NO | N/A | N/A | N/A | N/A | N/A | 4507336
| Kitchen Range Hoods | Undercabinet | Zephyr Corporation | Zephyr | AK1236CS | 30 | 0 |  | 3 1/4" X 10" | Horizontal | HS | 0.25 | 350 |  | 145 | 2.4 | NO | N/A | N/A | N/A | N/A | N/A | 4507336
| Kitchen Range Hoods | Undercabinet | Zephyr Corporation | Zephyr | AK1236CS | 30 | 0 |  | 3 1/4" X 10" | Horizontal | HS | 0.1 | 390 | 7.5 | 150 | 2.6 | NO | N/A | N/A | N/A | N/A | N/A | 4507336
| Kitchen Range Hoods | Undercabinet | Zephyr Corporation | Zephyr | AK1236CW | 30 | 0 |  | 7" | Vertical | WS | 0.021 | 150 | 1.4 | 70.4 | 2.1 | NO | N/A | N/A | N/A | N/A | N/A | 4507337
| Kitchen Range Hoods | Undercabinet | Zephyr Corporation | Zephyr | AK1236CW | 30 | 0 |  | 7" | Vertical | HS | 0.25 | 285 |  | 142 | 2.0 | NO | N/A | N/A | N/A | N/A | N/A | 4507337
| Kitchen Range Hoods | Undercabinet | Zephyr Corporation | Zephyr | AK1236CW | 30 | 0 |  | 7" | Vertical | HS | 0.1 | 320 | 8 | 146 | 2.1 | NO | N/A | N/A | N/A | N/A | N/A | 4507337
| Kitchen Range Hoods | Undercabinet | Zephyr Corporation | Zephyr | AK1236CW | 30 | 0 |  | 3 1/4" X 10" | Vertical | WS | 0.021 | 160 | 1.2 | 70.2 | 2.2 | NO | N/A | N/A | N/A | N/A | N/A | 4507337
| Kitchen Range Hoods | Undercabinet | Zephyr Corporation | Zephyr | AK1236CW | 30 | 0 |  | 3 1/4" X 10" | Vertical | HS | 0.25 | 310 |  | 144 | 2.1 | NO | N/A | N/A | N/A | N/A | N/A | 4507337
| Kitchen Range Hoods | Undercabinet | Zephyr Corporation | Zephyr | AK1236CW | 30 | 0 |  | 3 1/4" X 10" | Vertical | HS | 0.1 | 350 | 7.5 | 146 | 2.3 | NO | N/A | N/A | N/A | N/A | N/A | 4507337
| Kitchen Range Hoods | Undercabinet | Zephyr Corporation | Zephyr | AK1236CW | 30 | 0 |  | 3 1/4" X 10" | Horizontal | WS | 0.021 | 170 | 1 | 70.5 | 2.4 | NO | N/A | N/A | N/A | N/A | N/A | 4507337
| Kitchen Range Hoods | Undercabinet | Zephyr Corporation | Zephyr | AK1236CW | 30 | 0 |  | 3 1/4" X 10" | Horizontal | HS | 0.25 | 350 |  | 145 | 2.4 | NO | N/A | N/A | N/A | N/A | N/A | 4507337
| Kitchen Range Hoods | Undercabinet | Zephyr Corporation | Zephyr | AK1236CW | 30 | 0 |  | 3 1/4" X 10" | Horizontal | HS | 0.1 | 390 | 7.5 | 150 | 2.6 | NO | N/A | N/A | N/A | N/A | N/A | 4507337
| Bathroom Exhaust Fans |  | Akicon Inc | Akicon | AK13110N4-B |  | 0 |  | 4" | Horizontal | HS | 0.25 | 77 |  |  |  | Yes | Yes | Yes | Yes | Yes | Yes | 1008015
| Bathroom Exhaust Fans |  | Akicon Inc | Akicon | AK13110N4-B |  | 0 |  | 4" | Horizontal | HS | 0.1 | 110 | 2 | 28 |  | Yes | Yes | Yes | Yes | Yes | Yes | 1008015
| Bathroom Exhaust Fans |  | Akicon Inc | Akicon | AK13110N4-S |  | 0 |  | 4" | Horizontal | HS | 0.25 | 77 |  |  |  | Yes | Yes | Yes | Yes | Yes | Yes | 1008016
| Bathroom Exhaust Fans |  | Akicon Inc | Akicon | AK13110N4-S |  | 0 |  | 4" | Horizontal | HS | 0.1 | 110 | 2 | 28 |  | Yes | Yes | Yes | Yes | Yes | Yes | 1008016
| Bathroom Exhaust Fans |  | Akicon Inc | Akicon | AK13110N4-W |  | 0 |  | 4" | Horizontal | HS | 0.25 | 77 |  |  |  | Yes | Yes | Yes | Yes | Yes | Yes | 1008014
| Bathroom Exhaust Fans |  | Akicon Inc | Akicon | AK13110N4-W |  | 0 |  | 4" | Horizontal | HS | 0.1 | 110 | 2 | 28 |  | Yes | Yes | Yes | Yes | Yes | Yes | 1008014
| Bathroom Exhaust Fans |  | Akicon Inc | Akicon | AK1314K1-B |  | 0 |  | 4" | Horizontal Exhaust | HS | 0.1 | 80 | 2 | 18 |  | NO | No | No | Yes | No | Yes | 1008041
| Bathroom Exhaust Fans |  | Akicon Inc | Akicon | AK1314K1-S |  | 0 |  | 4" | Horizontal Exhaust | HS | 0.1 | 80 | 2 | 18 |  | NO | No | No | Yes | No | Yes | 1008042
| Bathroom Exhaust Fans |  | Akicon Inc | Akicon | AK1314K1-W |  | 0 |  | 4" | Horizontal Exhaust | HS | 0.1 | 80 | 2 | 18 |  | NO | No | No | Yes | No | Yes | 1008023
| Bathroom Exhaust Fans |  | Akicon Inc | Akicon | AK1314K2-B |  | 0 |  | 4" | Horizontal Exhaust | HS | 0.1 | 80 | 2 | 18 |  | NO | No | No | Yes | No | Yes | 1008024
| Bathroom Exhaust Fans |  | Akicon Inc | Akicon | AK1314K2-S |  | 0 |  | 4" | Horizontal Exhaust | HS | 0.1 | 80 | 2 | 18 |  | NO | No | No | Yes | No | Yes | 1008025
| Bathroom Exhaust Fans |  | Akicon Inc | Akicon | AK1314K2-W |  | 0 |  | 4" | Horizontal Exhaust | HS | 0.1 | 80 | 2 | 18 |  | NO | No | No | Yes | No | Yes | 1008026
| Bathroom Exhaust Fans |  | Akicon Inc | Akicon | AK1390N1-W/B/S |  | 0 |  | 4" | Horizontal Exhaust | HS | 0.1 | 90 | 1.5 | 25 |  | Yes | Yes | Yes | Yes | Yes | Yes | 1007704
| Bathroom Exhaust Fans |  | Akicon Inc | Akicon | AK1390N1-W/B/S |  | 0 |  | 4" | Horizontal | HS | 0.25 | 67 |  |  |  | Yes | Yes | Yes | Yes | Yes | Yes | 1007704
| Bathroom Exhaust Fans |  | Akicon Inc | Akicon | AK1390N2-B |  | 0 |  | 4" | Horizontal | HS | 0.25 | 67 |  |  |  | Yes | Yes | Yes | Yes | Yes | Yes | 1008388
| Bathroom Exhaust Fans |  | Akicon Inc | Akicon | AK1390N2-B |  | 0 |  | 4" | Horizontal | HS | 0.1 | 90 | 1.5 | 25 |  | Yes | Yes | Yes | Yes | Yes | Yes | 1008388
| Bathroom Exhaust Fans |  | Akicon Inc | Akicon | AK1390N2-S |  | 0 |  | 4" | Horizontal | HS | 0.25 | 67 |  |  |  | Yes | Yes | Yes | Yes | Yes | Yes | 1008389
| Bathroom Exhaust Fans |  | Akicon Inc | Akicon | AK1390N2-S |  | 0 |  | 4" | Horizontal | HS | 0.1 | 90 | 1.5 | 25 |  | Yes | Yes | Yes | Yes | Yes | Yes | 1008389
| Bathroom Exhaust Fans |  | Akicon Inc | Akicon | AK1390N2-W |  | 0 |  | 4" | Horizontal | HS | 0.25 | 67 |  |  |  | Yes | Yes | Yes | Yes | Yes | Yes | 1008394
| Bathroom Exhaust Fans |  | Akicon Inc | Akicon | AK1390N2-W |  | 0 |  | 4" | Horizontal | HS | 0.1 | 90 | 1.5 | 25 |  | Yes | Yes | Yes | Yes | Yes | Yes | 1008394
| Bathroom Exhaust Fans |  | Akicon Inc | Akicon | AK1390N3-W/B/S |  | 0 |  | 4" | Horizontal Exhaust | HS | 0.1 | 90 | 1.5 | 25 |  | Yes | Yes | Yes | Yes | Yes | Yes | 1007706
| Bathroom Exhaust Fans |  | Akicon Inc | Akicon | AK1390N3-W/B/S |  | 0 |  | 4" | Horizontal | HS | 0.25 | 67 |  |  |  | Yes | Yes | Yes | Yes | Yes | Yes | 1007706
| Bathroom Exhaust Fans |  | Akicon Inc | Akicon | AK1480NL-BN |  | 0 |  | 4" | Horizontal | HS | 0.1 | 80 | 2 | 27.3 |  | NO | No | No | Yes | No | Yes | 1008028
| Bathroom Exhaust Fans |  | Akicon Inc | Akicon | AK1480NL-MB |  | 0 |  | 4" | Horizontal | HS | 0.1 | 80 | 2 | 27.3 |  | NO | No | No | Yes | No | Yes | 1008027
| Bathroom Exhaust Fans |  | Akicon Inc | Akicon | AK1480NL-ORB |  | 0 |  | 4" | Horizontal | HS | 0.1 | 80 | 2 | 27.3 |  | NO | No | No | Yes | No | Yes | 1008030
| Bathroom Exhaust Fans |  | Akicon Inc | Akicon | AK1480NL-SW |  | 0 |  | 4" | Horizontal | HS | 0.1 | 80 | 2 | 27.3 |  | NO | No | No | Yes | No | Yes | 1008029
| Bathroom Exhaust Fans |  | Air King America LLC | Air King | AK150LS |  | 0 |  | 6" | Horizontal | HS | 0.1 | 150 | 0.9 | 37 | 4.0 | Yes | Yes | Yes | Yes | Yes | Yes | 1007242
| Bathroom Exhaust Fans |  | Air King America LLC | Air King | AK150LS |  | 0 |  | 6" | Horizontal | HS | 0.25 | 118 |  |  |  | Yes | Yes | Yes | Yes | Yes | Yes | 1007242
| Bathroom Exhaust Fans |  | Akicon Inc | Akicon | AK18CL1-B |  | 0 |  | 4" | Horizontal | HS | 0.25 | 70 |  |  |  | Yes | Yes | Yes | Yes | Yes | Yes | 1007985
| Bathroom Exhaust Fans |  | Akicon Inc | Akicon | AK18CL1-B |  | 0 |  | 4" | Horizontal | HS | 0.1 | 100 | 1.1 | 14 | 7.1 | Yes | Yes | Yes | Yes | Yes | Yes | 1007985
| Bathroom Exhaust Fans |  | Akicon Inc | Akicon | AK18CL1-B |  | 0 |  | 4" | Horizontal | MS | 0.1 | 80 | 0.7 | 9 | 8.8 | Yes | Yes | Yes | Yes | Yes | Yes | 1007985
| Bathroom Exhaust Fans |  | Akicon Inc | Akicon | AK18CL1-B |  | 0 |  | 4" | Horizontal | LS | 0.1 | 50 | 0.3 | 6 | 8.3 | Yes | Yes | Yes | Yes | Yes | Yes | 1007985
| Bathroom Exhaust Fans |  | Akicon Inc | Akicon | AK18CL1-S |  | 0 |  | 4" | Horizontal | LS | 0.1 | 50 | 0.3 | 6 | 8.3 | Yes | Yes | Yes | Yes | Yes | Yes | 1007981
| Bathroom Exhaust Fans |  | Akicon Inc | Akicon | AK18CL1-S |  | 0 |  | 4" | Horizontal | MS | 0.1 | 80 | 0.7 | 9 | 8.8 | Yes | Yes | Yes | Yes | Yes | Yes | 1007981
| Bathroom Exhaust Fans |  | Akicon Inc | Akicon | AK18CL1-S |  | 0 |  | 4" | Horizontal | HS | 0.1 | 100 | 1.1 | 14 | 7.1 | Yes | Yes | Yes | Yes | Yes | Yes | 1007981
| Bathroom Exhaust Fans |  | Akicon Inc | Akicon | AK18CL1-S |  | 0 |  | 4" | Horizontal | HS | 0.25 | 70 |  |  |  | Yes | Yes | Yes | Yes | Yes | Yes | 1007981
| Bathroom Exhaust Fans |  | Akicon Inc | Akicon | AK18CL1-W |  | 0 |  | 4" | Horizontal | HS | 0.25 | 70 |  |  |  | Yes | Yes | Yes | Yes | Yes | Yes | 1007989
| Bathroom Exhaust Fans |  | Akicon Inc | Akicon | AK18CL1-W |  | 0 |  | 4" | Horizontal | HS | 0.1 | 100 | 1.1 | 14 | 7.1 | Yes | Yes | Yes | Yes | Yes | Yes | 1007989
| Bathroom Exhaust Fans |  | Akicon Inc | Akicon | AK18CL1-W |  | 0 |  | 4" | Horizontal | MS | 0.1 | 80 | 0.7 | 9 | 8.8 | Yes | Yes | Yes | Yes | Yes | Yes | 1007989
| Bathroom Exhaust Fans |  | Akicon Inc | Akicon | AK18CL1-W |  | 0 |  | 4" | Horizontal | LS | 0.1 | 50 | 0.3 | 6 | 8.3 | Yes | Yes | Yes | Yes | Yes | Yes | 1007989
| Kitchen Range Hoods | Undercabinet | Zephyr Corporation | Zephyr | AK2100CB | 30 | 0 |  | 3 1/4" X 10" | Horizontal | WS | 0.012 | 230 | 1.2 | 83.9 | 2.7 | NO | N/A | N/A | N/A | N/A | N/A | 4508279
| Kitchen Range Hoods | Undercabinet | Zephyr Corporation | Zephyr | AK2100CB | 30 | 0 |  | 3 1/4" X 10" | Horizontal | HS | 0.1 | 680 | 9 | 248 | 2.7 | NO | N/A | N/A | N/A | N/A | N/A | 4508279
| Kitchen Range Hoods | Undercabinet | Zephyr Corporation | Zephyr | AK2100CB | 30 | 0 |  | 3 1/4" X 10" | Vertical | WS | 0.015 | 210 | 1.5 | 83.5 | 2.5 | NO | N/A | N/A | N/A | N/A | N/A | 4508279
| Kitchen Range Hoods | Undercabinet | Zephyr Corporation | Zephyr | AK2100CB | 30 | 0 |  | 3 1/4" X 10" | Vertical | HS | 0.1 | 530 | 10 | 217 | 2.4 | NO | N/A | N/A | N/A | N/A | N/A | 4508279
| Kitchen Range Hoods | Undercabinet | Zephyr Corporation | Zephyr | AK2100CB | 30 | 0 |  | 7" | Vertical | WS | 0.014 | 230 | 0.7 | 83.7 | 2.7 | NO | N/A | N/A | N/A | N/A | N/A | 4508279
| Kitchen Range Hoods | Undercabinet | Zephyr Corporation | Zephyr | AK2100CB | 30 | 0 |  | 7" | Vertical | HS | 0.1 | 620 | 9.5 | 234 | 2.6 | NO | N/A | N/A | N/A | N/A | N/A | 4508279
| Kitchen Range Hoods | Undercabinet | Zephyr Corporation | Zephyr | AK2100CB | 30 | 0 |  | 3 1/4" X 10" | Horizontal | HS | 0.25 | 630 |  |  |  | NO | N/A | N/A | N/A | N/A | N/A | 4508279
| Kitchen Range Hoods | Undercabinet | Zephyr Corporation | Zephyr | AK2100CB | 30 | 0 |  | 3 1/4" X 10" | Vertical | HS | 0.25 | 490 |  |  |  | NO | N/A | N/A | N/A | N/A | N/A | 4508279
| Kitchen Range Hoods | Undercabinet | Zephyr Corporation | Zephyr | AK2100CB | 30 | 0 |  | 7" | Vertical | HS | 0.25 | 570 |  |  |  | NO | N/A | N/A | N/A | N/A | N/A | 4508279
| Kitchen Range Hoods | Undercabinet | Zephyr Corporation | Zephyr | AK2100CS | 30 | 0 |  | 3 1/4" X 10" | Horizontal | WS | 0.012 | 230 | 1.2 | 83.9 | 2.7 | NO | N/A | N/A | N/A | N/A | N/A | 4508280
| Kitchen Range Hoods | Undercabinet | Zephyr Corporation | Zephyr | AK2100CS | 30 | 0 |  | 3 1/4" X 10" | Horizontal | HS | 0.1 | 680 | 9 | 248 | 2.7 | NO | N/A | N/A | N/A | N/A | N/A | 4508280
| Kitchen Range Hoods | Undercabinet | Zephyr Corporation | Zephyr | AK2100CS | 30 | 0 |  | 3 1/4" X 10" | Vertical | WS | 0.015 | 210 | 1.5 | 83.5 | 2.5 | NO | N/A | N/A | N/A | N/A | N/A | 4508280
| Kitchen Range Hoods | Undercabinet | Zephyr Corporation | Zephyr | AK2100CS | 30 | 0 |  | 3 1/4" X 10" | Vertical | HS | 0.1 | 530 | 10 | 217 | 2.4 | NO | N/A | N/A | N/A | N/A | N/A | 4508280
| Kitchen Range Hoods | Undercabinet | Zephyr Corporation | Zephyr | AK2100CS | 30 | 0 |  | 7" | Vertical | WS | 0.014 | 230 | 0.7 | 83.7 | 2.7 | NO | N/A | N/A | N/A | N/A | N/A | 4508280
| Kitchen Range Hoods | Undercabinet | Zephyr Corporation | Zephyr | AK2100CS | 30 | 0 |  | 7" | Vertical | HS | 0.1 | 620 | 9.5 | 234 | 2.6 | NO | N/A | N/A | N/A | N/A | N/A | 4508280
| Kitchen Range Hoods | Undercabinet | Zephyr Corporation | Zephyr | AK2100CS | 30 | 0 |  | 3 1/4" X 10" | Horizontal | HS | 0.25 | 630 |  |  |  | NO | N/A | N/A | N/A | N/A | N/A | 4508280
| Kitchen Range Hoods | Undercabinet | Zephyr Corporation | Zephyr | AK2100CS | 30 | 0 |  | 3 1/4" X 10" | Vertical | HS | 0.25 | 490 |  |  |  | NO | N/A | N/A | N/A | N/A | N/A | 4508280
| Kitchen Range Hoods | Undercabinet | Zephyr Corporation | Zephyr | AK2100CS | 30 | 0 |  | 7" | Vertical | HS | 0.25 | 570 |  |  |  | NO | N/A | N/A | N/A | N/A | N/A | 4508280
| Kitchen Range Hoods | Undercabinet | Zephyr Corporation | Zephyr | AK2100CW | 30 | 0 |  | 3 1/4" X 10" | Horizontal | WS | 0.012 | 230 | 1.2 | 83.9 | 2.7 | NO | N/A | N/A | N/A | N/A | N/A | 4508281
| Kitchen Range Hoods | Undercabinet | Zephyr Corporation | Zephyr | AK2100CW | 30 | 0 |  | 3 1/4" X 10" | Horizontal | HS | 0.1 | 680 | 9 | 248 | 2.7 | NO | N/A | N/A | N/A | N/A | N/A | 4508281
| Kitchen Range Hoods | Undercabinet | Zephyr Corporation | Zephyr | AK2100CW | 30 | 0 |  | 3 1/4" X 10" | Vertical | WS | 0.015 | 210 | 1.5 | 83.5 | 2.5 | NO | N/A | N/A | N/A | N/A | N/A | 4508281
| Kitchen Range Hoods | Undercabinet | Zephyr Corporation | Zephyr | AK2100CW | 30 | 0 |  | 3 1/4" X 10" | Vertical | HS | 0.1 | 530 | 10 | 217 | 2.4 | NO | N/A | N/A | N/A | N/A | N/A | 4508281
| Kitchen Range Hoods | Undercabinet | Zephyr Corporation | Zephyr | AK2100CW | 30 | 0 |  | 7" | Vertical | WS | 0.014 | 230 | 0.7 | 83.7 | 2.7 | NO | N/A | N/A | N/A | N/A | N/A | 4508281
| Kitchen Range Hoods | Undercabinet | Zephyr Corporation | Zephyr | AK2100CW | 30 | 0 |  | 7" | Vertical | HS | 0.1 | 620 | 9.5 | 234 | 2.6 | NO | N/A | N/A | N/A | N/A | N/A | 4508281
| Kitchen Range Hoods | Undercabinet | Zephyr Corporation | Zephyr | AK2100CW | 30 | 0 |  | 3 1/4" X 10" | Horizontal | HS | 0.25 | 630 |  |  |  | NO | N/A | N/A | N/A | N/A | N/A | 4508281
| Kitchen Range Hoods | Undercabinet | Zephyr Corporation | Zephyr | AK2100CW | 30 | 0 |  | 3 1/4" X 10" | Vertical | HS | 0.25 | 490 |  |  |  | NO | N/A | N/A | N/A | N/A | N/A | 4508281
| Kitchen Range Hoods | Undercabinet | Zephyr Corporation | Zephyr | AK2100CW | 30 | 0 |  | 7" | Vertical | HS | 0.25 | 570 |  |  |  | NO | N/A | N/A | N/A | N/A | N/A | 4508281
| Kitchen Range Hoods | Undercabinet | Zephyr Corporation | Zephyr | AK2136CB | 36 | 0 |  | 3 1/4" X 10" | Horizontal | WS | 0.012 | 230 | 1.2 | 83.9 | 2.7 | NO | N/A | N/A | N/A | N/A | N/A | 4508282
| Kitchen Range Hoods | Undercabinet | Zephyr Corporation | Zephyr | AK2136CB | 36 | 0 |  | 3 1/4" X 10" | Horizontal | HS | 0.1 | 680 | 9 | 248 | 2.7 | NO | N/A | N/A | N/A | N/A | N/A | 4508282
| Kitchen Range Hoods | Undercabinet | Zephyr Corporation | Zephyr | AK2136CB | 36 | 0 |  | 3 1/4" X 10" | Vertical | WS | 0.015 | 210 | 1.5 | 83.5 | 2.5 | NO | N/A | N/A | N/A | N/A | N/A | 4508282
| Kitchen Range Hoods | Undercabinet | Zephyr Corporation | Zephyr | AK2136CB | 36 | 0 |  | 3 1/4" X 10" | Vertical | HS | 0.1 | 530 | 10 | 217 | 2.4 | NO | N/A | N/A | N/A | N/A | N/A | 4508282
| Kitchen Range Hoods | Undercabinet | Zephyr Corporation | Zephyr | AK2136CB | 36 | 0 |  | 7" | Vertical | WS | 0.014 | 230 | 0.7 | 83.7 | 2.7 | NO | N/A | N/A | N/A | N/A | N/A | 4508282
| Kitchen Range Hoods | Undercabinet | Zephyr Corporation | Zephyr | AK2136CB | 36 | 0 |  | 7" | Vertical | HS | 0.1 | 620 | 9.5 | 234 | 2.6 | NO | N/A | N/A | N/A | N/A | N/A | 4508282
| Kitchen Range Hoods | Undercabinet | Zephyr Corporation | Zephyr | AK2136CB | 36 | 0 |  | 3 1/4" X 10" | Horizontal | HS | 0.25 | 630 |  |  |  | NO | N/A | N/A | N/A | N/A | N/A | 4508282
| Kitchen Range Hoods | Undercabinet | Zephyr Corporation | Zephyr | AK2136CB | 36 | 0 |  | 3 1/4" X 10" | Vertical | HS | 0.25 | 490 |  |  |  | NO | N/A | N/A | N/A | N/A | N/A | 4508282
| Kitchen Range Hoods | Undercabinet | Zephyr Corporation | Zephyr | AK2136CB | 36 | 0 |  | 7" | Vertical | HS | 0.25 | 570 |  |  |  | NO | N/A | N/A | N/A | N/A | N/A | 4508282
| Kitchen Range Hoods | Undercabinet | Zephyr Corporation | Zephyr | AK2136CS | 36 | 0 |  | 3 1/4" X 10" | Horizontal | WS | 0.012 | 230 | 1.2 | 83.9 | 2.7 | NO | N/A | N/A | N/A | N/A | N/A | 4508283
| Kitchen Range Hoods | Undercabinet | Zephyr Corporation | Zephyr | AK2136CS | 36 | 0 |  | 3 1/4" X 10" | Horizontal | HS | 0.1 | 680 | 9 | 248 | 2.7 | NO | N/A | N/A | N/A | N/A | N/A | 4508283
| Kitchen Range Hoods | Undercabinet | Zephyr Corporation | Zephyr | AK2136CS | 36 | 0 |  | 3 1/4" X 10" | Vertical | WS | 0.015 | 210 | 1.5 | 83.5 | 2.5 | NO | N/A | N/A | N/A | N/A | N/A | 4508283
| Kitchen Range Hoods | Undercabinet | Zephyr Corporation | Zephyr | AK2136CS | 36 | 0 |  | 3 1/4" X 10" | Vertical | HS | 0.1 | 530 | 10 | 217 | 2.4 | NO | N/A | N/A | N/A | N/A | N/A | 4508283
| Kitchen Range Hoods | Undercabinet | Zephyr Corporation | Zephyr | AK2136CS | 36 | 0 |  | 7" | Vertical | WS | 0.014 | 230 | 0.7 | 83.7 | 2.7 | NO | N/A | N/A | N/A | N/A | N/A | 4508283
| Kitchen Range Hoods | Undercabinet | Zephyr Corporation | Zephyr | AK2136CS | 36 | 0 |  | 7" | Vertical | HS | 0.1 | 620 | 9.5 | 234 | 2.6 | NO | N/A | N/A | N/A | N/A | N/A | 4508283
| Kitchen Range Hoods | Undercabinet | Zephyr Corporation | Zephyr | AK2136CS | 36 | 0 |  | 3 1/4" X 10" | Horizontal | HS | 0.25 | 630 |  |  |  | NO | N/A | N/A | N/A | N/A | N/A | 4508283
| Kitchen Range Hoods | Undercabinet | Zephyr Corporation | Zephyr | AK2136CS | 36 | 0 |  | 3 1/4" X 10" | Vertical | HS | 0.25 | 490 |  |  |  | NO | N/A | N/A | N/A | N/A | N/A | 4508283
| Kitchen Range Hoods | Undercabinet | Zephyr Corporation | Zephyr | AK2136CS | 36 | 0 |  | 7" | Vertical | HS | 0.25 | 570 |  |  |  | NO | N/A | N/A | N/A | N/A | N/A | 4508283
| Kitchen Range Hoods | Undercabinet | Zephyr Corporation | Zephyr | AK2136CW | 36 | 0 |  | 3 1/4" X 10" | Horizontal | WS | 0.012 | 230 | 1.2 | 83.9 | 2.7 | NO | N/A | N/A | N/A | N/A | N/A | 4508284
| Kitchen Range Hoods | Undercabinet | Zephyr Corporation | Zephyr | AK2136CW | 36 | 0 |  | 3 1/4" X 10" | Horizontal | HS | 0.1 | 680 | 9 | 248 | 2.7 | NO | N/A | N/A | N/A | N/A | N/A | 4508284
| Kitchen Range Hoods | Undercabinet | Zephyr Corporation | Zephyr | AK2136CW | 36 | 0 |  | 3 1/4" X 10" | Vertical | WS | 0.015 | 210 | 1.5 | 83.5 | 2.5 | NO | N/A | N/A | N/A | N/A | N/A | 4508284
| Kitchen Range Hoods | Undercabinet | Zephyr Corporation | Zephyr | AK2136CW | 36 | 0 |  | 3 1/4" X 10" | Vertical | HS | 0.1 | 530 | 10 | 217 | 2.4 | NO | N/A | N/A | N/A | N/A | N/A | 4508284
| Kitchen Range Hoods | Undercabinet | Zephyr Corporation | Zephyr | AK2136CW | 36 | 0 |  | 7" | Vertical | WS | 0.014 | 230 | 0.7 | 83.7 | 2.7 | NO | N/A | N/A | N/A | N/A | N/A | 4508284
| Kitchen Range Hoods | Undercabinet | Zephyr Corporation | Zephyr | AK2136CW | 36 | 0 |  | 7" | Vertical | HS | 0.1 | 620 | 9.5 | 234 | 2.6 | NO | N/A | N/A | N/A | N/A | N/A | 4508284
| Kitchen Range Hoods | Undercabinet | Zephyr Corporation | Zephyr | AK2136CW | 36 | 0 |  | 3 1/4" X 10" | Horizontal | HS | 0.25 | 630 |  |  |  | NO | N/A | N/A | N/A | N/A | N/A | 4508284
| Kitchen Range Hoods | Undercabinet | Zephyr Corporation | Zephyr | AK2136CW | 36 | 0 |  | 3 1/4" X 10" | Vertical | HS | 0.25 | 490 |  |  |  | NO | N/A | N/A | N/A | N/A | N/A | 4508284
| Kitchen Range Hoods | Undercabinet | Zephyr Corporation | Zephyr | AK2136CW | 36 | 0 |  | 7" | Vertical | HS | 0.25 | 570 |  |  |  | NO | N/A | N/A | N/A | N/A | N/A | 4508284
| Kitchen Range Hoods | Undercabinet | Zephyr Corporation | Zephyr | AK2142CS | 42 | 0 |  | 3 1/4" X 10" | Horizontal | WS | 0.012 | 230 | 1.2 | 83.9 | 2.7 | NO | N/A | N/A | N/A | N/A | N/A | 4508285
| Kitchen Range Hoods | Undercabinet | Zephyr Corporation | Zephyr | AK2142CS | 42 | 0 |  | 3 1/4" X 10" | Horizontal | HS | 0.1 | 680 | 9 | 248 | 2.7 | NO | N/A | N/A | N/A | N/A | N/A | 4508285
| Kitchen Range Hoods | Undercabinet | Zephyr Corporation | Zephyr | AK2142CS | 42 | 0 |  | 3 1/4" X 10" | Vertical | WS | 0.015 | 210 | 1.5 | 83.5 | 2.5 | NO | N/A | N/A | N/A | N/A | N/A | 4508285
| Kitchen Range Hoods | Undercabinet | Zephyr Corporation | Zephyr | AK2142CS | 42 | 0 |  | 3 1/4" X 10" | Vertical | HS | 0.1 | 530 | 10 | 217 | 2.4 | NO | N/A | N/A | N/A | N/A | N/A | 4508285
| Kitchen Range Hoods | Undercabinet | Zephyr Corporation | Zephyr | AK2142CS | 42 | 0 |  | 7" | Vertical | WS | 0.014 | 230 | 0.7 | 83.7 | 2.7 | NO | N/A | N/A | N/A | N/A | N/A | 4508285
| Kitchen Range Hoods | Undercabinet | Zephyr Corporation | Zephyr | AK2142CS | 42 | 0 |  | 7" | Vertical | HS | 0.1 | 620 | 9.5 | 234 | 2.6 | NO | N/A | N/A | N/A | N/A | N/A | 4508285
| Kitchen Range Hoods | Undercabinet | Zephyr Corporation | Zephyr | AK2142CS | 42 | 0 |  | 3 1/4" X 10" | Horizontal | HS | 0.25 | 630 |  |  |  | NO | N/A | N/A | N/A | N/A | N/A | 4508285
| Kitchen Range Hoods | Undercabinet | Zephyr Corporation | Zephyr | AK2142CS | 42 | 0 |  | 3 1/4" X 10" | Vertical | HS | 0.25 | 490 |  |  |  | NO | N/A | N/A | N/A | N/A | N/A | 4508285
| Kitchen Range Hoods | Undercabinet | Zephyr Corporation | Zephyr | AK2142CS | 42 | 0 |  | 7" | Vertical | HS | 0.25 | 570 |  |  |  | NO | N/A | N/A | N/A | N/A | N/A | 4508285
| Kitchen Range Hoods | Undercabinet | Zephyr Corporation | Zephyr | AK2148CS | 48 | 0 |  | 3 1/4" X 10" | Horizontal | WS | 0.012 | 230 | 1.2 | 83.9 | 2.7 | NO | N/A | N/A | N/A | N/A | N/A | 4508278
| Kitchen Range Hoods | Undercabinet | Zephyr Corporation | Zephyr | AK2148CS | 48 | 0 |  | 3 1/4" X 10" | Horizontal | HS | 0.1 | 680 | 9 | 248 | 2.7 | NO | N/A | N/A | N/A | N/A | N/A | 4508278
| Kitchen Range Hoods | Undercabinet | Zephyr Corporation | Zephyr | AK2148CS | 48 | 0 |  | 3 1/4" X 10" | Vertical | WS | 0.015 | 210 | 1.5 | 83.5 | 2.5 | NO | N/A | N/A | N/A | N/A | N/A | 4508278
| Kitchen Range Hoods | Undercabinet | Zephyr Corporation | Zephyr | AK2148CS | 48 | 0 |  | 3 1/4" X 10" | Vertical | HS | 0.1 | 530 | 10 | 217 | 2.4 | NO | N/A | N/A | N/A | N/A | N/A | 4508278
| Kitchen Range Hoods | Undercabinet | Zephyr Corporation | Zephyr | AK2148CS | 48 | 0 |  | 7" | Vertical | WS | 0.014 | 230 | 0.7 | 83.7 | 2.7 | NO | N/A | N/A | N/A | N/A | N/A | 4508278
| Kitchen Range Hoods | Undercabinet | Zephyr Corporation | Zephyr | AK2148CS | 48 | 0 |  | 7" | Vertical | HS | 0.1 | 620 | 9.5 | 234 | 2.6 | NO | N/A | N/A | N/A | N/A | N/A | 4508278
| Kitchen Range Hoods | Undercabinet | Zephyr Corporation | Zephyr | AK2148CS | 48 | 0 |  | 3 1/4" X 10" | Horizontal | HS | 0.25 | 630 |  |  |  | NO | N/A | N/A | N/A | N/A | N/A | 4508278
| Kitchen Range Hoods | Undercabinet | Zephyr Corporation | Zephyr | AK2148CS | 48 | 0 |  | 3 1/4" X 10" | Vertical | HS | 0.25 | 490 |  |  |  | NO | N/A | N/A | N/A | N/A | N/A | 4508278
| Kitchen Range Hoods | Undercabinet | Zephyr Corporation | Zephyr | AK2148CS | 48 | 0 |  | 7" | Vertical | HS | 0.25 | 570 |  |  |  | NO | N/A | N/A | N/A | N/A | N/A | 4508278
| Kitchen Range Hoods | Undercabinet | Zephyr Corporation | Zephyr | AK2500CS | 30 | 0 |  | 3 1/4" x 10" | Horizontal | WS | 0.019 | 260 | 1.5 | 108 | 2.4 | NO | N/A | N/A | N/A | N/A | N/A | 4508339
| Kitchen Range Hoods | Undercabinet | Zephyr Corporation | Zephyr | AK2500CS | 30 | 0 |  | 3 1/4" x 10" | Horizontal | HS | 0.25 | 570 |  | 178 | 3.2 | NO | N/A | N/A | N/A | N/A | N/A | 4508339
| Kitchen Range Hoods | Undercabinet | Zephyr Corporation | Zephyr | AK2500CS | 30 | 0 |  | 3 1/4" x 10" | Horizontal | HS | 0.1 | 610 | 9.5 | 184 | 3.3 | NO | N/A | N/A | N/A | N/A | N/A | 4508339
| Kitchen Range Hoods | Undercabinet | Zephyr Corporation | Zephyr | AK2500CS | 30 | 0 |  | 7" | Vertical | WS | 0.021 | 220 | 2 | 107 | 2.0 | NO | N/A | N/A | N/A | N/A | N/A | 4508339
| Kitchen Range Hoods | Undercabinet | Zephyr Corporation | Zephyr | AK2500CS | 30 | 0 |  | 7" | Vertical | HS | 0.25 | 430 |  | 162 | 2.6 | NO | N/A | N/A | N/A | N/A | N/A | 4508339
| Kitchen Range Hoods | Undercabinet | Zephyr Corporation | Zephyr | AK2500CS | 30 | 0 |  | 7" | Vertical | HS | 0.1 | 500 | 9.5 | 170 | 2.9 | NO | N/A | N/A | N/A | N/A | N/A | 4508339
| Kitchen Range Hoods | Undercabinet | Zephyr Corporation | Zephyr | AK2500CS | 30 | 0 |  | 3 1/4" x 10" | Vertical | WS | 0.023 | 240 | 2.5 | 103 | 2.3 | NO | N/A | N/A | N/A | N/A | N/A | 4508339
| Kitchen Range Hoods | Undercabinet | Zephyr Corporation | Zephyr | AK2500CS | 30 | 0 |  | 3 1/4" x 10" | Vertical | HS | 0.25 | 470 |  | 160 | 2.9 | NO | N/A | N/A | N/A | N/A | N/A | 4508339
| Kitchen Range Hoods | Undercabinet | Zephyr Corporation | Zephyr | AK2500CS | 30 | 0 |  | 3 1/4" x 10" | Vertical | HS | 0.1 | 510 | 9 | 167 | 3.0 | NO | N/A | N/A | N/A | N/A | N/A | 4508339
| Kitchen Range Hoods | Undercabinet | Zephyr Corporation | Zephyr | AK2500CW | 30 | 0 |  | 3 1/4" x 10" | Vertical Exhaust | WS | 0.023 | 240 | 2.5 | 103 | 2.3 | NO | N/A | N/A | N/A | N/A | N/A | 4508338
| Kitchen Range Hoods | Undercabinet | Zephyr Corporation | Zephyr | AK2500CW | 30 | 0 |  | 7" | Vertical Exhaust | WS | 0.021 | 220 | 2 | 107 | 2.0 | NO | N/A | N/A | N/A | N/A | N/A | 4508338
| Kitchen Range Hoods | Undercabinet | Zephyr Corporation | Zephyr | AK2500CW | 30 | 0 |  | 3 1/4" x 10" | Horizontal Exhaust | WS | 0.019 | 260 | 1.5 | 108 | 2.4 | NO | N/A | N/A | N/A | N/A | N/A | 4508338
| Kitchen Range Hoods | Undercabinet | Zephyr Corporation | Zephyr | AK2500CW | 30 | 0 |  | 7" | Vertical Exhaust | HS | 0.25 | 430 |  | 162 | 2.6 | NO | N/A | N/A | N/A | N/A | N/A | 4508338
| Kitchen Range Hoods | Undercabinet | Zephyr Corporation | Zephyr | AK2500CW | 30 | 0 |  | 3 1/4" x 10" | Vertical Exhaust | HS | 0.25 | 470 |  | 160 | 2.9 | NO | N/A | N/A | N/A | N/A | N/A | 4508338
| Kitchen Range Hoods | Undercabinet | Zephyr Corporation | Zephyr | AK2500CW | 30 | 0 |  | 3 1/4" x 10" | Vertical Exhaust | HS | 0.1 | 510 | 9 | 167 | 3.0 | NO | N/A | N/A | N/A | N/A | N/A | 4508338
| Kitchen Range Hoods | Undercabinet | Zephyr Corporation | Zephyr | AK2500CW | 30 | 0 |  | 7" | Vertical Exhaust | HS | 0.1 | 500 | 9.5 | 170 | 2.9 | NO | N/A | N/A | N/A | N/A | N/A | 4508338
| Kitchen Range Hoods | Undercabinet | Zephyr Corporation | Zephyr | AK2500CW | 30 | 0 |  | 3 1/4" x 10" | Horizontal Exhaust | HS | 0.1 | 610 | 9.5 | 184 | 3.3 | NO | N/A | N/A | N/A | N/A | N/A | 4508338
| Kitchen Range Hoods | Undercabinet | Zephyr Corporation | Zephyr | AK2500CW | 30 | 0 |  | 3 1/4" x 10" | Horizontal Exhaust | HS | 0.25 | 570 |  | 178 | 3.2 | NO | N/A | N/A | N/A | N/A | N/A | 4508338
| Kitchen Range Hoods | Undercabinet | Zephyr Corporation | Zephyr | AK2536CS | 36 | 0 |  | 3 1/4" x 10" | Horizontal | WS | 0.019 | 260 | 1.5 | 108 | 2.4 | NO | N/A | N/A | N/A | N/A | N/A | 4508340
| Kitchen Range Hoods | Undercabinet | Zephyr Corporation | Zephyr | AK2536CS | 36 | 0 |  | 3 1/4" x 10" | Horizontal | HS | 0.25 | 570 |  | 178 | 3.2 | NO | N/A | N/A | N/A | N/A | N/A | 4508340
| Kitchen Range Hoods | Undercabinet | Zephyr Corporation | Zephyr | AK2536CS | 36 | 0 |  | 3 1/4" x 10" | Horizontal | HS | 0.1 | 610 | 9.5 | 184 | 3.3 | NO | N/A | N/A | N/A | N/A | N/A | 4508340
| Kitchen Range Hoods | Undercabinet | Zephyr Corporation | Zephyr | AK2536CS | 36 | 0 |  | 7" | Vertical | WS | 0.021 | 220 | 2 | 107 | 2.0 | NO | N/A | N/A | N/A | N/A | N/A | 4508340
| Kitchen Range Hoods | Undercabinet | Zephyr Corporation | Zephyr | AK2536CS | 36 | 0 |  | 7" | Vertical | HS | 0.25 | 430 |  | 162 | 2.6 | NO | N/A | N/A | N/A | N/A | N/A | 4508340
| Kitchen Range Hoods | Undercabinet | Zephyr Corporation | Zephyr | AK2536CS | 36 | 0 |  | 7" | Vertical | HS | 0.1 | 500 | 9.5 | 170 | 2.9 | NO | N/A | N/A | N/A | N/A | N/A | 4508340
| Kitchen Range Hoods | Undercabinet | Zephyr Corporation | Zephyr | AK2536CS | 36 | 0 |  | 3 1/4" x 10" | Vertical | WS | 0.023 | 240 | 2.5 | 103 | 2.3 | NO | N/A | N/A | N/A | N/A | N/A | 4508340
| Kitchen Range Hoods | Undercabinet | Zephyr Corporation | Zephyr | AK2536CS | 36 | 0 |  | 3 1/4" x 10" | Vertical | HS | 0.25 | 470 |  | 160 | 2.9 | NO | N/A | N/A | N/A | N/A | N/A | 4508340
| Kitchen Range Hoods | Undercabinet | Zephyr Corporation | Zephyr | AK2536CS | 36 | 0 |  | 3 1/4" x 10" | Vertical | HS | 0.1 | 510 | 9 | 167 | 3.0 | NO | N/A | N/A | N/A | N/A | N/A | 4508340
| Bathroom Exhaust Fans |  | Air King America LLC | Air King | AK280LS |  | 0 |  | 6" | Horizontal | HS | 0.1 | 280 | 3 | 65.7 | 4.2 | Yes | Yes | Yes | Yes | Yes | Yes | 1004050
| Bathroom Exhaust Fans |  | Air King America LLC | Air King | AK280LS |  | 0 |  | 6" | Horizontal | HS | 0.25 | 257 |  |  |  | Yes | Yes | Yes | Yes | Yes | Yes | 1004050
| Bathroom Exhaust Fans |  | Air King America LLC | Air King | AK50S |  | 0 |  | 4" | Horizontal | HS | 0.1 | 50 | 0.5 | 14.5 | 3.4 | Yes | Yes | Yes | Yes | Yes | Yes | 1004612
| Bathroom Exhaust Fans |  | Air King America LLC | Air King | AK50S |  | 0 |  | 4" | Horizontal | HS | 0.25 | 40 |  |  |  | Yes | Yes | Yes | Yes | Yes | Yes | 1004612
| Bathroom Exhaust Fans |  | Air King America LLC | Air King | AK600 |  | 0 |  | 4 1/2" X 18" | Horizontal | HS | 0.1 | 620 | 4.5 | 175 | 3.5 | NO | No | No | Yes | No | Yes | 1006637
| Kitchen Range Hoods |  | Zephyr Corporation | Zephyr | AK6500CB | 30 | 0 |  | 3 1/4" X 10" | Horizontal | WS | 0.022 | 270 | 2 | 108 | 2.5 | NO | N/A | N/A | N/A | N/A | N/A | 4507031
| Kitchen Range Hoods |  | Zephyr Corporation | Zephyr | AK6500CB | 30 | 0 |  | 3 1/4" X 10" | Horizontal | HS | 0.25 | 529 |  | 168 | 3.1 | NO | N/A | N/A | N/A | N/A | N/A | 4507031
| Kitchen Range Hoods |  | Zephyr Corporation | Zephyr | AK6500CB | 30 | 0 |  | 3 1/4" X 10" | Horizontal | HS | 0.1 | 580 | 9 | 174 | 3.3 | NO | N/A | N/A | N/A | N/A | N/A | 4507031
| Kitchen Range Hoods |  | Zephyr Corporation | Zephyr | AK6500CB | 30 | 0 |  | 6" | Vertical | WS | 0.026 | 220 | 3 | 106 | 2.0 | NO | N/A | N/A | N/A | N/A | N/A | 4507031
| Kitchen Range Hoods |  | Zephyr Corporation | Zephyr | AK6500CB | 30 | 0 |  | 6" | Vertical | HS | 0.25 | 390 |  | 152 | 2.5 | NO | N/A | N/A | N/A | N/A | N/A | 4507031
| Kitchen Range Hoods |  | Zephyr Corporation | Zephyr | AK6500CB | 30 | 0 |  | 6" | Vertical | HS | 0.1 | 430 | 10 | 159 | 2.7 | NO | N/A | N/A | N/A | N/A | N/A | 4507031
| Kitchen Range Hoods |  | Zephyr Corporation | Zephyr | AK6500CB | 30 | 0 |  | 3 1/4" X 10" | Vertical | WS | 0.025 | 240 | 2 | 107 | 2.2 | NO | N/A | N/A | N/A | N/A | N/A | 4507031
| Kitchen Range Hoods |  | Zephyr Corporation | Zephyr | AK6500CB | 30 | 0 |  | 3 1/4" X 10" | Vertical | HS | 0.25 | 450 |  | 158 | 2.8 | NO | N/A | N/A | N/A | N/A | N/A | 4507031
| Kitchen Range Hoods |  | Zephyr Corporation | Zephyr | AK6500CB | 30 | 0 |  | 3 1/4" X 10" | Vertical | HS | 0.1 | 490 | 9 | 164 | 2.9 | NO | N/A | N/A | N/A | N/A | N/A | 4507031
| Kitchen Range Hoods |  | Zephyr Corporation | Zephyr | AK6500CBS | 30 | 0 |  | 3 1/4" X 10" | Horizontal | WS | 0.022 | 270 | 2 | 108 | 2.5 | NO | N/A | N/A | N/A | N/A | N/A | 4507030
| Kitchen Range Hoods |  | Zephyr Corporation | Zephyr | AK6500CBS | 30 | 0 |  | 3 1/4" X 10" | Horizontal | HS | 0.25 | 529 |  | 168 | 3.1 | NO | N/A | N/A | N/A | N/A | N/A | 4507030
| Kitchen Range Hoods |  | Zephyr Corporation | Zephyr | AK6500CBS | 30 | 0 |  | 3 1/4" X 10" | Horizontal | HS | 0.1 | 580 | 9 | 174 | 3.3 | NO | N/A | N/A | N/A | N/A | N/A | 4507030
| Kitchen Range Hoods |  | Zephyr Corporation | Zephyr | AK6500CBS | 30 | 0 |  | 6" | Vertical | WS | 0.026 | 220 | 3 | 106 | 2.0 | NO | N/A | N/A | N/A | N/A | N/A | 4507030
| Kitchen Range Hoods |  | Zephyr Corporation | Zephyr | AK6500CBS | 30 | 0 |  | 6" | Vertical | HS | 0.25 | 390 |  | 152 | 2.5 | NO | N/A | N/A | N/A | N/A | N/A | 4507030
| Kitchen Range Hoods |  | Zephyr Corporation | Zephyr | AK6500CBS | 30 | 0 |  | 6" | Vertical | HS | 0.1 | 430 | 10 | 159 | 2.7 | NO | N/A | N/A | N/A | N/A | N/A | 4507030
| Kitchen Range Hoods |  | Zephyr Corporation | Zephyr | AK6500CBS | 30 | 0 |  | 3 1/4" X 10" | Vertical | WS | 0.025 | 240 | 2 | 107 | 2.2 | NO | N/A | N/A | N/A | N/A | N/A | 4507030
| Kitchen Range Hoods |  | Zephyr Corporation | Zephyr | AK6500CBS | 30 | 0 |  | 3 1/4" X 10" | Vertical | HS | 0.25 | 450 |  | 158 | 2.8 | NO | N/A | N/A | N/A | N/A | N/A | 4507030
| Kitchen Range Hoods |  | Zephyr Corporation | Zephyr | AK6500CBS | 30 | 0 |  | 3 1/4" X 10" | Vertical | HS | 0.1 | 490 | 9 | 164 | 2.9 | NO | N/A | N/A | N/A | N/A | N/A | 4507030
| Kitchen Range Hoods |  | Zephyr Corporation | Zephyr | AK6500CS | 30 | 0 |  | 3 1/4" X 10" | Horizontal | WS | 0.022 | 270 | 2 | 108 | 2.5 | NO | N/A | N/A | N/A | N/A | N/A | 4507029
| Kitchen Range Hoods |  | Zephyr Corporation | Zephyr | AK6500CS | 30 | 0 |  | 3 1/4" X 10" | Horizontal | HS | 0.25 | 529 |  | 168 | 3.1 | NO | N/A | N/A | N/A | N/A | N/A | 4507029
| Kitchen Range Hoods |  | Zephyr Corporation | Zephyr | AK6500CS | 30 | 0 |  | 3 1/4" X 10" | Horizontal | HS | 0.1 | 580 | 9 | 174 | 3.3 | NO | N/A | N/A | N/A | N/A | N/A | 4507029
| Kitchen Range Hoods |  | Zephyr Corporation | Zephyr | AK6500CS | 30 | 0 |  | 6" | Vertical | WS | 0.026 | 220 | 3 | 106 | 2.0 | NO | N/A | N/A | N/A | N/A | N/A | 4507029
| Kitchen Range Hoods |  | Zephyr Corporation | Zephyr | AK6500CS | 30 | 0 |  | 6" | Vertical | HS | 0.25 | 390 |  | 152 | 2.5 | NO | N/A | N/A | N/A | N/A | N/A | 4507029
| Kitchen Range Hoods |  | Zephyr Corporation | Zephyr | AK6500CS | 30 | 0 |  | 6" | Vertical | HS | 0.1 | 430 | 10 | 159 | 2.7 | NO | N/A | N/A | N/A | N/A | N/A | 4507029
| Kitchen Range Hoods |  | Zephyr Corporation | Zephyr | AK6500CS | 30 | 0 |  | 3 1/4" X 10" | Vertical | WS | 0.025 | 240 | 2 | 107 | 2.2 | NO | N/A | N/A | N/A | N/A | N/A | 4507029
| Kitchen Range Hoods |  | Zephyr Corporation | Zephyr | AK6500CS | 30 | 0 |  | 3 1/4" X 10" | Vertical | HS | 0.25 | 450 |  | 158 | 2.8 | NO | N/A | N/A | N/A | N/A | N/A | 4507029
| Kitchen Range Hoods |  | Zephyr Corporation | Zephyr | AK6500CS | 30 | 0 |  | 3 1/4" X 10" | Vertical | HS | 0.1 | 490 | 9 | 164 | 2.9 | NO | N/A | N/A | N/A | N/A | N/A | 4507029
| Kitchen Range Hoods |  | Zephyr Corporation | Zephyr | AK6500CW | 30 | 0 |  | 3 1/4" X 10" | Horizontal | WS | 0.022 | 270 | 2 | 108 | 2.5 | NO | N/A | N/A | N/A | N/A | N/A | 4507028
| Kitchen Range Hoods |  | Zephyr Corporation | Zephyr | AK6500CW | 30 | 0 |  | 3 1/4" X 10" | Horizontal | HS | 0.25 | 529 |  | 168 | 3.1 | NO | N/A | N/A | N/A | N/A | N/A | 4507028
| Kitchen Range Hoods |  | Zephyr Corporation | Zephyr | AK6500CW | 30 | 0 |  | 3 1/4" X 10" | Horizontal | HS | 0.1 | 580 | 9 | 174 | 3.3 | NO | N/A | N/A | N/A | N/A | N/A | 4507028
| Kitchen Range Hoods |  | Zephyr Corporation | Zephyr | AK6500CW | 30 | 0 |  | 6" | Vertical | WS | 0.026 | 220 | 3 | 106 | 2.0 | NO | N/A | N/A | N/A | N/A | N/A | 4507028
| Kitchen Range Hoods |  | Zephyr Corporation | Zephyr | AK6500CW | 30 | 0 |  | 6" | Vertical | HS | 0.25 | 390 |  | 152 | 2.5 | NO | N/A | N/A | N/A | N/A | N/A | 4507028
| Kitchen Range Hoods |  | Zephyr Corporation | Zephyr | AK6500CW | 30 | 0 |  | 6" | Vertical | HS | 0.1 | 430 | 10 | 159 | 2.7 | NO | N/A | N/A | N/A | N/A | N/A | 4507028
| Kitchen Range Hoods |  | Zephyr Corporation | Zephyr | AK6500CW | 30 | 0 |  | 3 1/4" X 10" | Vertical | WS | 0.025 | 240 | 2 | 107 | 2.2 | NO | N/A | N/A | N/A | N/A | N/A | 4507028
| Kitchen Range Hoods |  | Zephyr Corporation | Zephyr | AK6500CW | 30 | 0 |  | 3 1/4" X 10" | Vertical | HS | 0.25 | 450 |  | 158 | 2.8 | NO | N/A | N/A | N/A | N/A | N/A | 4507028
| Kitchen Range Hoods |  | Zephyr Corporation | Zephyr | AK6500CW | 30 | 0 |  | 3 1/4" X 10" | Vertical | HS | 0.1 | 490 | 9 | 164 | 2.9 | NO | N/A | N/A | N/A | N/A | N/A | 4507028
| Kitchen Range Hoods |  | Zephyr Corporation | Zephyr | AK6536CB | 36 | 0 |  | 3 1/4" X 10" | Horizontal | WS | 0.022 | 270 | 2 | 108 | 2.5 | NO | N/A | N/A | N/A | N/A | N/A | 4507027
| Kitchen Range Hoods |  | Zephyr Corporation | Zephyr | AK6536CB | 36 | 0 |  | 3 1/4" X 10" | Horizontal | HS | 0.25 | 529 |  | 168 | 3.1 | NO | N/A | N/A | N/A | N/A | N/A | 4507027
| Kitchen Range Hoods |  | Zephyr Corporation | Zephyr | AK6536CB | 36 | 0 |  | 3 1/4" X 10" | Horizontal | HS | 0.1 | 580 | 9 | 174 | 3.3 | NO | N/A | N/A | N/A | N/A | N/A | 4507027
| Kitchen Range Hoods |  | Zephyr Corporation | Zephyr | AK6536CB | 36 | 0 |  | 6" | Vertical | WS | 0.026 | 220 | 3 | 106 | 2.0 | NO | N/A | N/A | N/A | N/A | N/A | 4507027
| Kitchen Range Hoods |  | Zephyr Corporation | Zephyr | AK6536CB | 36 | 0 |  | 6" | Vertical | HS | 0.25 | 390 |  | 152 | 2.5 | NO | N/A | N/A | N/A | N/A | N/A | 4507027
| Kitchen Range Hoods |  | Zephyr Corporation | Zephyr | AK6536CB | 36 | 0 |  | 6" | Vertical | HS | 0.1 | 430 | 10 | 159 | 2.7 | NO | N/A | N/A | N/A | N/A | N/A | 4507027
| Kitchen Range Hoods |  | Zephyr Corporation | Zephyr | AK6536CB | 36 | 0 |  | 3 1/4" X 10" | Vertical | WS | 0.025 | 240 | 2 | 107 | 2.2 | NO | N/A | N/A | N/A | N/A | N/A | 4507027
| Kitchen Range Hoods |  | Zephyr Corporation | Zephyr | AK6536CB | 36 | 0 |  | 3 1/4" X 10" | Vertical | HS | 0.25 | 450 |  | 158 | 2.8 | NO | N/A | N/A | N/A | N/A | N/A | 4507027
| Kitchen Range Hoods |  | Zephyr Corporation | Zephyr | AK6536CB | 36 | 0 |  | 3 1/4" X 10" | Vertical | HS | 0.1 | 490 | 9 | 164 | 2.9 | NO | N/A | N/A | N/A | N/A | N/A | 4507027
| Kitchen Range Hoods |  | Zephyr Corporation | Zephyr | AK6536CBS | 36 | 0 |  | 3 1/4" X 10" | Horizontal | WS | 0.022 | 270 | 2 | 108 | 2.5 | NO | N/A | N/A | N/A | N/A | N/A | 4507026
| Kitchen Range Hoods |  | Zephyr Corporation | Zephyr | AK6536CBS | 36 | 0 |  | 3 1/4" X 10" | Horizontal | HS | 0.25 | 529 |  | 168 | 3.1 | NO | N/A | N/A | N/A | N/A | N/A | 4507026
| Kitchen Range Hoods |  | Zephyr Corporation | Zephyr | AK6536CBS | 36 | 0 |  | 3 1/4" X 10" | Horizontal | HS | 0.1 | 580 | 9 | 174 | 3.3 | NO | N/A | N/A | N/A | N/A | N/A | 4507026
| Kitchen Range Hoods |  | Zephyr Corporation | Zephyr | AK6536CBS | 36 | 0 |  | 6" | Vertical | WS | 0.026 | 220 | 3 | 106 | 2.0 | NO | N/A | N/A | N/A | N/A | N/A | 4507026
| Kitchen Range Hoods |  | Zephyr Corporation | Zephyr | AK6536CBS | 36 | 0 |  | 6" | Vertical | HS | 0.25 | 390 |  | 152 | 2.5 | NO | N/A | N/A | N/A | N/A | N/A | 4507026
| Kitchen Range Hoods |  | Zephyr Corporation | Zephyr | AK6536CBS | 36 | 0 |  | 6" | Vertical | HS | 0.1 | 430 | 10 | 159 | 2.7 | NO | N/A | N/A | N/A | N/A | N/A | 4507026
| Kitchen Range Hoods |  | Zephyr Corporation | Zephyr | AK6536CBS | 36 | 0 |  | 3 1/4" X 10" | Vertical | WS | 0.025 | 240 | 2 | 107 | 2.2 | NO | N/A | N/A | N/A | N/A | N/A | 4507026
| Kitchen Range Hoods |  | Zephyr Corporation | Zephyr | AK6536CBS | 36 | 0 |  | 3 1/4" X 10" | Vertical | HS | 0.25 | 450 |  | 158 | 2.8 | NO | N/A | N/A | N/A | N/A | N/A | 4507026
| Kitchen Range Hoods |  | Zephyr Corporation | Zephyr | AK6536CBS | 36 | 0 |  | 3 1/4" X 10" | Vertical | HS | 0.1 | 490 | 9 | 164 | 2.9 | NO | N/A | N/A | N/A | N/A | N/A | 4507026
| Kitchen Range Hoods |  | Zephyr Corporation | Zephyr | AK6536CS | 42 | 0 |  | 3 1/4" X 10" | Horizontal | WS | 0.022 | 270 | 2 | 108 | 2.5 | NO | N/A | N/A | N/A | N/A | N/A | 4507025
| Kitchen Range Hoods |  | Zephyr Corporation | Zephyr | AK6536CS | 42 | 0 |  | 3 1/4" X 10" | Horizontal | HS | 0.25 | 529 |  | 168 | 3.1 | NO | N/A | N/A | N/A | N/A | N/A | 4507025
| Kitchen Range Hoods |  | Zephyr Corporation | Zephyr | AK6536CS | 42 | 0 |  | 3 1/4" X 10" | Horizontal | HS | 0.1 | 580 | 9 | 174 | 3.3 | NO | N/A | N/A | N/A | N/A | N/A | 4507025
| Kitchen Range Hoods |  | Zephyr Corporation | Zephyr | AK6536CS | 42 | 0 |  | 6" | Vertical | WS | 0.026 | 220 | 3 | 106 | 2.0 | NO | N/A | N/A | N/A | N/A | N/A | 4507025
| Kitchen Range Hoods |  | Zephyr Corporation | Zephyr | AK6536CS | 42 | 0 |  | 6" | Vertical | HS | 0.25 | 390 |  | 152 | 2.5 | NO | N/A | N/A | N/A | N/A | N/A | 4507025
| Kitchen Range Hoods |  | Zephyr Corporation | Zephyr | AK6536CS | 42 | 0 |  | 6" | Vertical | HS | 0.1 | 430 | 10 | 159 | 2.7 | NO | N/A | N/A | N/A | N/A | N/A | 4507025
| Kitchen Range Hoods |  | Zephyr Corporation | Zephyr | AK6536CS | 42 | 0 |  | 3 1/4" X 10" | Vertical | WS | 0.025 | 240 | 2 | 107 | 2.2 | NO | N/A | N/A | N/A | N/A | N/A | 4507025
| Kitchen Range Hoods |  | Zephyr Corporation | Zephyr | AK6536CS | 42 | 0 |  | 3 1/4" X 10" | Vertical | HS | 0.25 | 450 |  | 158 | 2.8 | NO | N/A | N/A | N/A | N/A | N/A | 4507025
| Kitchen Range Hoods |  | Zephyr Corporation | Zephyr | AK6536CS | 42 | 0 |  | 3 1/4" X 10" | Vertical | HS | 0.1 | 490 | 9 | 164 | 2.9 | NO | N/A | N/A | N/A | N/A | N/A | 4507025
| Kitchen Range Hoods |  | Zephyr Corporation | Zephyr | AK6536CW | 48 | 0 |  | 3 1/4" X 10" | Horizontal | WS | 0.022 | 270 | 2 | 108 | 2.5 | NO | N/A | N/A | N/A | N/A | N/A | 4507024
| Kitchen Range Hoods |  | Zephyr Corporation | Zephyr | AK6536CW | 48 | 0 |  | 3 1/4" X 10" | Horizontal | HS | 0.25 | 529 |  | 168 | 3.1 | NO | N/A | N/A | N/A | N/A | N/A | 4507024
| Kitchen Range Hoods |  | Zephyr Corporation | Zephyr | AK6536CW | 48 | 0 |  | 3 1/4" X 10" | Horizontal | HS | 0.1 | 580 | 9 | 174 | 3.3 | NO | N/A | N/A | N/A | N/A | N/A | 4507024
| Kitchen Range Hoods |  | Zephyr Corporation | Zephyr | AK6536CW | 48 | 0 |  | 6" | Vertical | WS | 0.026 | 220 | 3 | 106 | 2.0 | NO | N/A | N/A | N/A | N/A | N/A | 4507024
| Kitchen Range Hoods |  | Zephyr Corporation | Zephyr | AK6536CW | 48 | 0 |  | 6" | Vertical | HS | 0.25 | 390 |  | 152 | 2.5 | NO | N/A | N/A | N/A | N/A | N/A | 4507024
| Kitchen Range Hoods |  | Zephyr Corporation | Zephyr | AK6536CW | 48 | 0 |  | 6" | Vertical | HS | 0.1 | 430 | 10 | 159 | 2.7 | NO | N/A | N/A | N/A | N/A | N/A | 4507024
| Kitchen Range Hoods |  | Zephyr Corporation | Zephyr | AK6536CW | 48 | 0 |  | 3 1/4" X 10" | Vertical | WS | 0.025 | 240 | 2 | 107 | 2.2 | NO | N/A | N/A | N/A | N/A | N/A | 4507024
| Kitchen Range Hoods |  | Zephyr Corporation | Zephyr | AK6536CW | 48 | 0 |  | 3 1/4" X 10" | Vertical | HS | 0.25 | 450 |  | 158 | 2.8 | NO | N/A | N/A | N/A | N/A | N/A | 4507024
| Kitchen Range Hoods |  | Zephyr Corporation | Zephyr | AK6536CW | 48 | 0 |  | 3 1/4" X 10" | Vertical | HS | 0.1 | 490 | 9 | 164 | 2.9 | NO | N/A | N/A | N/A | N/A | N/A | 4507024
| Kitchen Range Hoods |  | Zephyr Corporation | Zephyr | AK6542CS | 42 | 0 |  | 3 1/4" X 10" | Horizontal | WS | 0.022 | 270 | 2 | 108 | 2.5 | NO | N/A | N/A | N/A | N/A | N/A | 4507023
| Kitchen Range Hoods |  | Zephyr Corporation | Zephyr | AK6542CS | 42 | 0 |  | 3 1/4" X 10" | Horizontal | HS | 0.25 | 529 |  | 168 | 3.1 | NO | N/A | N/A | N/A | N/A | N/A | 4507023
| Kitchen Range Hoods |  | Zephyr Corporation | Zephyr | AK6542CS | 42 | 0 |  | 3 1/4" X 10" | Horizontal | HS | 0.1 | 580 | 9 | 174 | 3.3 | NO | N/A | N/A | N/A | N/A | N/A | 4507023
| Kitchen Range Hoods |  | Zephyr Corporation | Zephyr | AK6542CS | 42 | 0 |  | 6" | Vertical | WS | 0.026 | 220 | 3 | 106 | 2.0 | NO | N/A | N/A | N/A | N/A | N/A | 4507023
| Kitchen Range Hoods |  | Zephyr Corporation | Zephyr | AK6542CS | 42 | 0 |  | 6" | Vertical | HS | 0.25 | 390 |  | 152 | 2.5 | NO | N/A | N/A | N/A | N/A | N/A | 4507023
| Kitchen Range Hoods |  | Zephyr Corporation | Zephyr | AK6542CS | 42 | 0 |  | 6" | Vertical | HS | 0.1 | 430 | 10 | 159 | 2.7 | NO | N/A | N/A | N/A | N/A | N/A | 4507023
| Kitchen Range Hoods |  | Zephyr Corporation | Zephyr | AK6542CS | 42 | 0 |  | 3 1/4" X 10" | Vertical | WS | 0.025 | 240 | 2 | 107 | 2.2 | NO | N/A | N/A | N/A | N/A | N/A | 4507023
| Kitchen Range Hoods |  | Zephyr Corporation | Zephyr | AK6542CS | 42 | 0 |  | 3 1/4" X 10" | Vertical | HS | 0.25 | 450 |  | 158 | 2.8 | NO | N/A | N/A | N/A | N/A | N/A | 4507023
| Kitchen Range Hoods |  | Zephyr Corporation | Zephyr | AK6542CS | 42 | 0 |  | 3 1/4" X 10" | Vertical | HS | 0.1 | 490 | 9 | 164 | 2.9 | NO | N/A | N/A | N/A | N/A | N/A | 4507023
<font color=red>New</font> | Kitchen Range Hoods | Chimney Hood | Zephyr Corporation | Zephyr | AK7000CS | 30 | 0 |  | 8" | Vertical | WS | 0.011 | 190 | 1.2 | 168 | 1.1 | NO | N/A | N/A | N/A | N/A | N/A | 4508551
<font color=red>New</font> | Kitchen Range Hoods | Chimney Hood | Zephyr Corporation | Zephyr | AK7000CS | 30 | 0 |  | 8" | Vertical | HS | 0.25 | 540 |  |  |  | NO | N/A | N/A | N/A | N/A | N/A | 4508551
<font color=red>New</font> | Kitchen Range Hoods | Chimney Hood | Zephyr Corporation | Zephyr | AK7000CS | 30 | 0 |  | 8" | Horizontal | WS | 0.012 | 210 | 1.4 | 167 | 1.2 | NO | N/A | N/A | N/A | N/A | N/A | 4508551
<font color=red>New</font> | Kitchen Range Hoods | Chimney Hood | Zephyr Corporation | Zephyr | AK7000CS | 30 | 0 |  | 8" | Horizontal | HS | 0.25 | 570 |  |  |  | NO | N/A | N/A | N/A | N/A | N/A | 4508551
<font color=red>New</font> | Kitchen Range Hoods | Chimney Hood | Zephyr Corporation | Zephyr | AK7000CS | 30 | 0 |  | 3 1/4" X 10" | Horizontal | WS | 0.015 | 210 | 2 | 171 | 1.2 | NO | N/A | N/A | N/A | N/A | N/A | 4508551
<font color=red>New</font> | Kitchen Range Hoods | Chimney Hood | Zephyr Corporation | Zephyr | AK7000CS | 30 | 0 |  | 3 1/4" X 10" | Horizontal | HS | 0.25 | 510 |  |  |  | NO | N/A | N/A | N/A | N/A | N/A | 4508551
<font color=red>New</font> | Kitchen Range Hoods | Chimney Hood | Zephyr Corporation | Zephyr | AK7000CS | 30 | 0 |  | 3 1/4" X 10" | Horizontal | HS | 0.1 | 540 | 11.5 | 364 | 1.4 | NO | N/A | N/A | N/A | N/A | N/A | 4508551
<font color=red>New</font> | Kitchen Range Hoods | Chimney Hood | Zephyr Corporation | Zephyr | AK7000CS | 30 | 0 |  | 8" | Horizontal | HS | 0.1 | 600 | 10.5 | 379 | 1.5 | NO | N/A | N/A | N/A | N/A | N/A | 4508551
<font color=red>New</font> | Kitchen Range Hoods | Chimney Hood | Zephyr Corporation | Zephyr | AK7000CS | 30 | 0 |  | 8" | Vertical | HS | 0.1 | 560 | 10 | 379 | 1.4 | NO | N/A | N/A | N/A | N/A | N/A | 4508551
| Kitchen Range Hoods | Undercabinet | Zephyr Corporation | Zephyr | AK7036CS | 36 | 0 |  | 8" | Vertical | HS | 0.1 | 560 | 10 | 379 | 1.4 | NO | N/A | N/A | N/A | N/A | N/A | 4508290
| Kitchen Range Hoods | Undercabinet | Zephyr Corporation | Zephyr | AK7036CS | 36 | 0 |  | 8" | Vertical | WS | 0.011 | 190 | 1.2 | 168 | 1.1 | NO | N/A | N/A | N/A | N/A | N/A | 4508290
| Kitchen Range Hoods | Undercabinet | Zephyr Corporation | Zephyr | AK7036CS | 36 | 0 |  | 8" | Horizontal | HS | 0.1 | 600 | 10.5 | 379 | 1.5 | NO | N/A | N/A | N/A | N/A | N/A | 4508290
| Kitchen Range Hoods | Undercabinet | Zephyr Corporation | Zephyr | AK7036CS | 36 | 0 |  | 8" | Horizontal | WS | 0.012 | 210 | 1.4 | 167 | 1.2 | NO | N/A | N/A | N/A | N/A | N/A | 4508290
| Kitchen Range Hoods | Undercabinet | Zephyr Corporation | Zephyr | AK7036CS | 36 | 0 |  | 3 1/4" X 10" | Horizontal | HS | 0.1 | 540 | 11.5 | 364 | 1.4 | NO | N/A | N/A | N/A | N/A | N/A | 4508290
| Kitchen Range Hoods | Undercabinet | Zephyr Corporation | Zephyr | AK7036CS | 36 | 0 |  | 3 1/4" X 10" | Horizontal | WS | 0.015 | 210 | 2 | 171 | 1.2 | NO | N/A | N/A | N/A | N/A | N/A | 4508290
| Kitchen Range Hoods | Undercabinet | Zephyr Corporation | Zephyr | AK7036CS | 36 | 0 |  | 8" | Vertical | HS | 0.25 | 540 |  |  |  | NO | N/A | N/A | N/A | N/A | N/A | 4508290
| Kitchen Range Hoods | Undercabinet | Zephyr Corporation | Zephyr | AK7036CS | 36 | 0 |  | 8" | Horizontal | HS | 0.25 | 570 |  |  |  | NO | N/A | N/A | N/A | N/A | N/A | 4508290
| Kitchen Range Hoods | Undercabinet | Zephyr Corporation | Zephyr | AK7036CS | 36 | 0 |  | 3 1/4" X 10" | Horizontal | HS | 0.25 | 510 |  |  |  | NO | N/A | N/A | N/A | N/A | N/A | 4508290
| Kitchen Range Hoods |  | Zephyr Corporation | Zephyr | AK7100BS-BF | 30 | 0 |  | 3 1/4" X 10" | Horizontal | WS | 0.026 | 160 | 2.5 | 55.4 | 2.8 | NO | N/A | N/A | N/A | N/A | N/A | 4507140
| Kitchen Range Hoods |  | Zephyr Corporation | Zephyr | AK7100BS-BF | 30 | 0 |  | 3 1/4" X 10" | Horizontal | HS | 0.25 | 278 |  | 113 | 2.4 | NO | N/A | N/A | N/A | N/A | N/A | 4507140
| Kitchen Range Hoods |  | Zephyr Corporation | Zephyr | AK7100BS-BF | 30 | 0 |  | 3 1/4" X 10" | Horizontal | HS | 0.1 | 320 | 8.5 | 117 | 2.7 | NO | N/A | N/A | N/A | N/A | N/A | 4507140
| Kitchen Range Hoods |  | Zephyr Corporation | Zephyr | AK7100BS-BF | 30 | 0 |  | 3 1/4" X 10" | Vertical | WS | 0.028 | 160 | 2 | 54.8 | 2.9 | NO | N/A | N/A | N/A | N/A | N/A | 4507140
| Kitchen Range Hoods |  | Zephyr Corporation | Zephyr | AK7100BS-BF | 30 | 0 |  | 3 1/4" X 10" | Vertical | HS | 0.25 | 270 |  | 112 | 2.4 | NO | N/A | N/A | N/A | N/A | N/A | 4507140
| Kitchen Range Hoods |  | Zephyr Corporation | Zephyr | AK7100BS-BF | 30 | 0 |  | 3 1/4" X 10" | Vertical | HS | 0.1 | 300 | 8.5 | 115 | 2.6 | NO | N/A | N/A | N/A | N/A | N/A | 4507140
| Kitchen Range Hoods |  | Zephyr Corporation | Zephyr | AK7100BS-BF | 30 | 0 |  | 7" | Vertical | WS | 0.026 | 160 | 2 | 55.4 | 2.8 | NO | N/A | N/A | N/A | N/A | N/A | 4507140
| Kitchen Range Hoods |  | Zephyr Corporation | Zephyr | AK7100BS-BF | 30 | 0 |  | 7" | Vertical | HS | 0.25 | 272 |  | 113 | 2.4 | NO | N/A | N/A | N/A | N/A | N/A | 4507140
| Kitchen Range Hoods |  | Zephyr Corporation | Zephyr | AK7100BS-BF | 30 | 0 |  | 7" | Vertical | HS | 0.1 | 310 | 8.5 | 117 | 2.6 | NO | N/A | N/A | N/A | N/A | N/A | 4507140
| Kitchen Range Hoods |  | Zephyr Corporation | Zephyr | AK7136BS-BF | 36 | 0 |  | 3 1/4" X 10" | Horizontal | WS | 0.026 | 160 | 2.5 | 55.4 | 2.8 | NO | N/A | N/A | N/A | N/A | N/A | 4507139
| Kitchen Range Hoods |  | Zephyr Corporation | Zephyr | AK7136BS-BF | 36 | 0 |  | 3 1/4" X 10" | Horizontal | HS | 0.25 | 278 |  | 113 | 2.4 | NO | N/A | N/A | N/A | N/A | N/A | 4507139
| Kitchen Range Hoods |  | Zephyr Corporation | Zephyr | AK7136BS-BF | 36 | 0 |  | 3 1/4" X 10" | Horizontal | HS | 0.1 | 320 | 8.5 | 117 | 2.7 | NO | N/A | N/A | N/A | N/A | N/A | 4507139
| Kitchen Range Hoods |  | Zephyr Corporation | Zephyr | AK7136BS-BF | 36 | 0 |  | 3 1/4" X 10" | Vertical | WS | 0.028 | 160 | 2 | 54.8 | 2.9 | NO | N/A | N/A | N/A | N/A | N/A | 4507139
| Kitchen Range Hoods |  | Zephyr Corporation | Zephyr | AK7136BS-BF | 36 | 0 |  | 3 1/4" X 10" | Vertical | HS | 0.25 | 270 |  | 112 | 2.4 | NO | N/A | N/A | N/A | N/A | N/A | 4507139
| Kitchen Range Hoods |  | Zephyr Corporation | Zephyr | AK7136BS-BF | 36 | 0 |  | 3 1/4" X 10" | Vertical | HS | 0.1 | 300 | 8.5 | 115 | 2.6 | NO | N/A | N/A | N/A | N/A | N/A | 4507139
| Kitchen Range Hoods |  | Zephyr Corporation | Zephyr | AK7136BS-BF | 36 | 0 |  | 7" | Vertical | WS | 0.026 | 160 | 2 | 55.4 | 2.8 | NO | N/A | N/A | N/A | N/A | N/A | 4507139
| Kitchen Range Hoods |  | Zephyr Corporation | Zephyr | AK7136BS-BF | 36 | 0 |  | 7" | Vertical | HS | 0.25 | 272 |  | 113 | 2.4 | NO | N/A | N/A | N/A | N/A | N/A | 4507139
| Kitchen Range Hoods |  | Zephyr Corporation | Zephyr | AK7136BS-BF | 36 | 0 |  | 7" | Vertical | HS | 0.1 | 310 | 8.5 | 117 | 2.6 | NO | N/A | N/A | N/A | N/A | N/A | 4507139
| Kitchen Range Hoods | Undercabinet | Zephyr Corporation | Zephyr | AK7300AS | 30 | 0 |  | 3 1/4" X 10" | Horizontal | WS | 0.007 | 140 | 1 | 17.3 | 8.0 | NO | N/A | N/A | N/A | N/A | N/A | 4507163
| Kitchen Range Hoods | Undercabinet | Zephyr Corporation | Zephyr | AK7300AS | 30 | 0 |  | 3 1/4" X 10" | Horizontal | HS | 0.25 | 505 |  | 269 | 1.8 | NO | N/A | N/A | N/A | N/A | N/A | 4507163
| Kitchen Range Hoods | Undercabinet | Zephyr Corporation | Zephyr | AK7300AS | 30 | 0 |  | 3 1/4" X 10" | Horizontal | HS | 0.1 | 540 | 10.5 | 282 | 1.9 | NO | N/A | N/A | N/A | N/A | N/A | 4507163
| Kitchen Range Hoods | Undercabinet | Zephyr Corporation | Zephyr | AK7300AS | 30 | 0 |  | 8" | Horizontal | WS | 0.005 | 140 | 0.9 | 17.8 | 7.8 | NO | N/A | N/A | N/A | N/A | N/A | 4507163
| Kitchen Range Hoods | Undercabinet | Zephyr Corporation | Zephyr | AK7300AS | 30 | 0 |  | 8" | Horizontal | HS | 0.25 | 625 |  | 288 | 2.1 | NO | N/A | N/A | N/A | N/A | N/A | 4507163
| Kitchen Range Hoods | Undercabinet | Zephyr Corporation | Zephyr | AK7300AS | 30 | 0 |  | 8" | Horizontal | HS | 0.1 | 650 | 10.5 | 294 | 2.2 | NO | N/A | N/A | N/A | N/A | N/A | 4507163
| Kitchen Range Hoods | Undercabinet | Zephyr Corporation | Zephyr | AK7300AS | 30 | 0 |  | 8" | Vertical | WS | 0.005 | 150 | 0.9 | 17.5 | 8.5 | NO | N/A | N/A | N/A | N/A | N/A | 4507163
| Kitchen Range Hoods | Undercabinet | Zephyr Corporation | Zephyr | AK7300AS | 30 | 0 |  | 8" | Vertical | HS | 0.25 | 625 |  | 277 | 2.2 | NO | N/A | N/A | N/A | N/A | N/A | 4507163
| Kitchen Range Hoods | Undercabinet | Zephyr Corporation | Zephyr | AK7300AS | 30 | 0 |  | 8" | Vertical | HS | 0.1 | 670 | 10 | 290 | 2.3 | NO | N/A | N/A | N/A | N/A | N/A | 4507163
| Kitchen Range Hoods | Undercabinet | Zephyr Corporation | Zephyr | AK7336AS | 36 | 0 |  | 3 1/4" X 10" | Horizontal | WS | 0.007 | 140 | 1 | 17.3 | 8.0 | NO | N/A | N/A | N/A | N/A | N/A | 4507164
| Kitchen Range Hoods | Undercabinet | Zephyr Corporation | Zephyr | AK7336AS | 36 | 0 |  | 3 1/4" X 10" | Horizontal | HS | 0.25 | 505 |  | 269 | 1.8 | NO | N/A | N/A | N/A | N/A | N/A | 4507164
| Kitchen Range Hoods | Undercabinet | Zephyr Corporation | Zephyr | AK7336AS | 36 | 0 |  | 3 1/4" X 10" | Horizontal | HS | 0.1 | 540 | 10.5 | 282 | 1.9 | NO | N/A | N/A | N/A | N/A | N/A | 4507164
| Kitchen Range Hoods | Undercabinet | Zephyr Corporation | Zephyr | AK7336AS | 36 | 0 |  | 8" | Horizontal | WS | 0.005 | 140 | 0.9 | 17.8 | 7.8 | NO | N/A | N/A | N/A | N/A | N/A | 4507164
| Kitchen Range Hoods | Undercabinet | Zephyr Corporation | Zephyr | AK7336AS | 36 | 0 |  | 8" | Horizontal | HS | 0.25 | 625 |  | 288 | 2.1 | NO | N/A | N/A | N/A | N/A | N/A | 4507164
| Kitchen Range Hoods | Undercabinet | Zephyr Corporation | Zephyr | AK7336AS | 36 | 0 |  | 8" | Horizontal | HS | 0.1 | 650 | 10.5 | 294 | 2.2 | NO | N/A | N/A | N/A | N/A | N/A | 4507164
| Kitchen Range Hoods | Undercabinet | Zephyr Corporation | Zephyr | AK7336AS | 36 | 0 |  | 8" | Vertical | WS | 0.005 | 150 | 0.9 | 17.5 | 8.5 | NO | N/A | N/A | N/A | N/A | N/A | 4507164
| Kitchen Range Hoods | Undercabinet | Zephyr Corporation | Zephyr | AK7336AS | 36 | 0 |  | 8" | Vertical | HS | 0.25 | 625 |  | 277 | 2.2 | NO | N/A | N/A | N/A | N/A | N/A | 4507164
| Kitchen Range Hoods | Undercabinet | Zephyr Corporation | Zephyr | AK7336AS | 36 | 0 |  | 8" | Vertical | HS | 0.1 | 670 | 10 | 290 | 2.3 | NO | N/A | N/A | N/A | N/A | N/A | 4507164
| Kitchen Range Hoods | Undercabinet | Zephyr Corporation | Zephyr | AK7400AS | 30 | 0 |  | 3 1/4" X 10" | Horizontal | WS | 0.007 | 140 | 1 | 17.3 | 8.0 | NO | N/A | N/A | N/A | N/A | N/A | 4507160
| Kitchen Range Hoods | Undercabinet | Zephyr Corporation | Zephyr | AK7400AS | 30 | 0 |  | 3 1/4" X 10" | Horizontal | HS | 0.25 | 505 |  | 269 | 1.8 | NO | N/A | N/A | N/A | N/A | N/A | 4507160
| Kitchen Range Hoods | Undercabinet | Zephyr Corporation | Zephyr | AK7400AS | 30 | 0 |  | 3 1/4" X 10" | Horizontal | HS | 0.1 | 540 | 10.5 | 282 | 1.9 | NO | N/A | N/A | N/A | N/A | N/A | 4507160
| Kitchen Range Hoods | Undercabinet | Zephyr Corporation | Zephyr | AK7400AS | 30 | 0 |  | 8" | Horizontal | WS | 0.005 | 140 | 0.9 | 17.8 | 7.8 | NO | N/A | N/A | N/A | N/A | N/A | 4507160
| Kitchen Range Hoods | Undercabinet | Zephyr Corporation | Zephyr | AK7400AS | 30 | 0 |  | 8" | Horizontal | HS | 0.25 | 625 |  | 288 | 2.1 | NO | N/A | N/A | N/A | N/A | N/A | 4507160
| Kitchen Range Hoods | Undercabinet | Zephyr Corporation | Zephyr | AK7400AS | 30 | 0 |  | 8" | Horizontal | HS | 0.1 | 650 | 10.5 | 294 | 2.2 | NO | N/A | N/A | N/A | N/A | N/A | 4507160
| Kitchen Range Hoods | Undercabinet | Zephyr Corporation | Zephyr | AK7400AS | 30 | 0 |  | 8" | Vertical | WS | 0.005 | 150 | 0.9 | 17.5 | 8.5 | NO | N/A | N/A | N/A | N/A | N/A | 4507160
| Kitchen Range Hoods | Undercabinet | Zephyr Corporation | Zephyr | AK7400AS | 30 | 0 |  | 8" | Vertical | HS | 0.25 | 625 |  | 277 | 2.2 | NO | N/A | N/A | N/A | N/A | N/A | 4507160
| Kitchen Range Hoods | Undercabinet | Zephyr Corporation | Zephyr | AK7400AS | 30 | 0 |  | 8" | Vertical | HS | 0.1 | 670 | 10 | 290 | 2.3 | NO | N/A | N/A | N/A | N/A | N/A | 4507160
| Kitchen Range Hoods | Undercabinet | Zephyr Corporation | Zephyr | AK7436AS | 36 | 0 |  | 3 1/4" X 10" | Horizontal | WS | 0.007 | 140 | 1 | 17.3 | 8.0 | NO | N/A | N/A | N/A | N/A | N/A | 4507161
| Kitchen Range Hoods | Undercabinet | Zephyr Corporation | Zephyr | AK7436AS | 36 | 0 |  | 3 1/4" X 10" | Horizontal | HS | 0.25 | 505 |  | 269 | 1.8 | NO | N/A | N/A | N/A | N/A | N/A | 4507161
| Kitchen Range Hoods | Undercabinet | Zephyr Corporation | Zephyr | AK7436AS | 36 | 0 |  | 3 1/4" X 10" | Horizontal | HS | 0.1 | 540 | 10.5 | 282 | 1.9 | NO | N/A | N/A | N/A | N/A | N/A | 4507161
| Kitchen Range Hoods | Undercabinet | Zephyr Corporation | Zephyr | AK7436AS | 36 | 0 |  | 8" | Horizontal | WS | 0.005 | 140 | 0.9 | 17.8 | 7.8 | NO | N/A | N/A | N/A | N/A | N/A | 4507161
| Kitchen Range Hoods | Undercabinet | Zephyr Corporation | Zephyr | AK7436AS | 36 | 0 |  | 8" | Horizontal | HS | 0.25 | 625 |  | 288 | 2.1 | NO | N/A | N/A | N/A | N/A | N/A | 4507161
| Kitchen Range Hoods | Undercabinet | Zephyr Corporation | Zephyr | AK7436AS | 36 | 0 |  | 8" | Horizontal | HS | 0.1 | 650 | 10.5 | 294 | 2.2 | NO | N/A | N/A | N/A | N/A | N/A | 4507161
| Kitchen Range Hoods | Undercabinet | Zephyr Corporation | Zephyr | AK7436AS | 36 | 0 |  | 8" | Vertical | WS | 0.005 | 150 | 0.9 | 17.5 | 8.5 | NO | N/A | N/A | N/A | N/A | N/A | 4507161
| Kitchen Range Hoods | Undercabinet | Zephyr Corporation | Zephyr | AK7436AS | 36 | 0 |  | 8" | Vertical | HS | 0.25 | 625 |  | 277 | 2.2 | NO | N/A | N/A | N/A | N/A | N/A | 4507161
| Kitchen Range Hoods | Undercabinet | Zephyr Corporation | Zephyr | AK7436AS | 36 | 0 |  | 8" | Vertical | HS | 0.1 | 670 | 10 | 290 | 2.3 | NO | N/A | N/A | N/A | N/A | N/A | 4507161
| Kitchen Range Hoods | Undercabinet | Zephyr Corporation | Zephyr | AK7448AS | 48 | 0 |  | 3 1/4" X 10" | Horizontal | WS | 0.007 | 140 | 1 | 17.3 | 8.0 | NO | N/A | N/A | N/A | N/A | N/A | 4507162
| Kitchen Range Hoods | Undercabinet | Zephyr Corporation | Zephyr | AK7448AS | 48 | 0 |  | 3 1/4" X 10" | Horizontal | HS | 0.25 | 505 |  | 269 | 1.8 | NO | N/A | N/A | N/A | N/A | N/A | 4507162
| Kitchen Range Hoods | Undercabinet | Zephyr Corporation | Zephyr | AK7448AS | 48 | 0 |  | 3 1/4" X 10" | Horizontal | HS | 0.1 | 540 | 10.5 | 282 | 1.9 | NO | N/A | N/A | N/A | N/A | N/A | 4507162
| Kitchen Range Hoods | Undercabinet | Zephyr Corporation | Zephyr | AK7448AS | 48 | 0 |  | 8" | Horizontal | WS | 0.005 | 140 | 0.9 | 17.8 | 7.8 | NO | N/A | N/A | N/A | N/A | N/A | 4507162
| Kitchen Range Hoods | Undercabinet | Zephyr Corporation | Zephyr | AK7448AS | 48 | 0 |  | 8" | Horizontal | HS | 0.25 | 625 |  | 288 | 2.1 | NO | N/A | N/A | N/A | N/A | N/A | 4507162
| Kitchen Range Hoods | Undercabinet | Zephyr Corporation | Zephyr | AK7448AS | 48 | 0 |  | 8" | Horizontal | HS | 0.1 | 650 | 10.5 | 294 | 2.2 | NO | N/A | N/A | N/A | N/A | N/A | 4507162
| Kitchen Range Hoods | Undercabinet | Zephyr Corporation | Zephyr | AK7448AS | 48 | 0 |  | 8" | Vertical | WS | 0.005 | 150 | 0.9 | 17.5 | 8.5 | NO | N/A | N/A | N/A | N/A | N/A | 4507162
| Kitchen Range Hoods | Undercabinet | Zephyr Corporation | Zephyr | AK7448AS | 48 | 0 |  | 8" | Vertical | HS | 0.25 | 625 |  | 277 | 2.2 | NO | N/A | N/A | N/A | N/A | N/A | 4507162
| Kitchen Range Hoods | Undercabinet | Zephyr Corporation | Zephyr | AK7448AS | 48 | 0 |  | 8" | Vertical | HS | 0.1 | 670 | 10 | 290 | 2.3 | NO | N/A | N/A | N/A | N/A | N/A | 4507162
| Kitchen Range Hoods | Undercabinet | Zephyr Corporation | Zephyr | AK7500CS | 30 | 0 |  | 8" | Vertical Exhaust | HS | 0.1 | 570 | 9 | 377 | 1.5 | NO | N/A | N/A | N/A | N/A | N/A | 4508341
| Kitchen Range Hoods | Undercabinet | Zephyr Corporation | Zephyr | AK7500CS | 30 | 0 |  | 8" | Vertical Exhaust | HS | 0.25 | 560 |  | 375 | 1.4 | NO | N/A | N/A | N/A | N/A | N/A | 4508341
| Kitchen Range Hoods | Undercabinet | Zephyr Corporation | Zephyr | AK7500CS | 30 | 0 |  | 8" | Vertical Exhaust | WS | 0.011 | 180 | 1.2 | 170 | 1.0 | NO | N/A | N/A | N/A | N/A | N/A | 4508341
| Kitchen Range Hoods | Undercabinet | Zephyr Corporation | Zephyr | AK7500CS | 30 | 0 |  | 8" | Horizontal Exhaust | HS | 0.1 | 550 | 9 | 367 | 1.4 | NO | N/A | N/A | N/A | N/A | N/A | 4508341
| Kitchen Range Hoods | Undercabinet | Zephyr Corporation | Zephyr | AK7500CS | 30 | 0 |  | 8" | Horizontal Exhaust | HS | 0.25 | 530 |  | 365 | 1.4 | NO | N/A | N/A | N/A | N/A | N/A | 4508341
| Kitchen Range Hoods | Undercabinet | Zephyr Corporation | Zephyr | AK7500CS | 30 | 0 |  | 8" | Horizontal Exhaust | WS | 0.012 | 180 | 1.2 | 166 | 1.0 | NO | N/A | N/A | N/A | N/A | N/A | 4508341
| Kitchen Range Hoods | Undercabinet | Zephyr Corporation | Zephyr | AK7500CS | 30 | 0 |  | 3 1/4" x 10" | Horizontal Exhaust | WS | 0.014 | 180 | 1.3 | 177 | 1.0 | NO | N/A | N/A | N/A | N/A | N/A | 4508341
| Kitchen Range Hoods | Undercabinet | Zephyr Corporation | Zephyr | AK7500CS | 30 | 0 |  | 3 1/4" x 10" | Horizontal Exhaust | HS | 0.1 | 480 | 10 | 360 | 1.3 | NO | N/A | N/A | N/A | N/A | N/A | 4508341
| Kitchen Range Hoods | Undercabinet | Zephyr Corporation | Zephyr | AK7500CS | 30 | 0 |  | 3 1/4" x 10" | Horizontal Exhaust | HS | 0.25 | 470 |  | 359 | 1.3 | NO | N/A | N/A | N/A | N/A | N/A | 4508341
| Kitchen Range Hoods | Undercabinet | Zephyr Corporation | Zephyr | AK7536CS | 36 | 0 |  | 3 1/4" x 10" | Horizontal | WS | 0.014 | 180 | 1.3 | 177 | 1.0 | NO | N/A | N/A | N/A | N/A | N/A | 4508342
| Kitchen Range Hoods | Undercabinet | Zephyr Corporation | Zephyr | AK7536CS | 36 | 0 |  | 3 1/4" x 10" | Horizontal | HS | 0.25 | 470 |  | 359 | 1.3 | NO | N/A | N/A | N/A | N/A | N/A | 4508342
| Kitchen Range Hoods | Undercabinet | Zephyr Corporation | Zephyr | AK7536CS | 36 | 0 |  | 3 1/4" x 10" | Horizontal | HS | 0.1 | 480 | 10 | 360 | 1.3 | NO | N/A | N/A | N/A | N/A | N/A | 4508342
| Kitchen Range Hoods | Undercabinet | Zephyr Corporation | Zephyr | AK7536CS | 36 | 0 |  | 8" | Horizontal | WS | 0.012 | 180 | 1.2 | 166 | 1.0 | NO | N/A | N/A | N/A | N/A | N/A | 4508342
| Kitchen Range Hoods | Undercabinet | Zephyr Corporation | Zephyr | AK7536CS | 36 | 0 |  | 8" | Horizontal | HS | 0.25 | 530 |  | 365 | 1.4 | NO | N/A | N/A | N/A | N/A | N/A | 4508342
| Kitchen Range Hoods | Undercabinet | Zephyr Corporation | Zephyr | AK7536CS | 36 | 0 |  | 8" | Horizontal | HS | 0.1 | 550 | 9 | 367 | 1.4 | NO | N/A | N/A | N/A | N/A | N/A | 4508342
| Kitchen Range Hoods | Undercabinet | Zephyr Corporation | Zephyr | AK7536CS | 36 | 0 |  | 8" | Vertical | WS | 0.011 | 180 | 1.2 | 170 | 1.0 | NO | N/A | N/A | N/A | N/A | N/A | 4508342
| Kitchen Range Hoods | Undercabinet | Zephyr Corporation | Zephyr | AK7536CS | 36 | 0 |  | 8" | Vertical | HS | 0.25 | 560 |  | 375 | 1.4 | NO | N/A | N/A | N/A | N/A | N/A | 4508342
| Kitchen Range Hoods | Undercabinet | Zephyr Corporation | Zephyr | AK7536CS | 36 | 0 |  | 8" | Vertical | HS | 0.1 | 570 | 9 | 377 | 1.5 | NO | N/A | N/A | N/A | N/A | N/A | 4508342
| Kitchen Range Hoods | Undercabinet | Zephyr Corporation | Zephyr | AK7542CS | 42 | 0 |  | 8" | Vertical | HS | 0.25 | 560 |  | 375 | 1.4 | NO | N/A | N/A | N/A | N/A | N/A | 4508522
| Kitchen Range Hoods | Undercabinet | Zephyr Corporation | Zephyr | AK7542CS | 42 | 0 |  | 8" | Vertical | WS | 0.011 | 180 | 1.2 | 170 | 1.0 | NO | N/A | N/A | N/A | N/A | N/A | 4508522
| Kitchen Range Hoods | Undercabinet | Zephyr Corporation | Zephyr | AK7542CS | 42 | 0 |  | 8" | Horizontal | HS | 0.25 | 530 |  | 365 | 1.4 | NO | N/A | N/A | N/A | N/A | N/A | 4508522
| Kitchen Range Hoods | Undercabinet | Zephyr Corporation | Zephyr | AK7542CS | 42 | 0 |  | 8" | Horizontal | WS | 0.012 | 180 | 1.2 | 166 | 1.0 | NO | N/A | N/A | N/A | N/A | N/A | 4508522
| Kitchen Range Hoods | Undercabinet | Zephyr Corporation | Zephyr | AK7542CS | 42 | 0 |  | 3 1/4" x 10" | Horizontal | WS | 0.014 | 180 | 1.3 | 177 | 1.0 | NO | N/A | N/A | N/A | N/A | N/A | 4508522
| Kitchen Range Hoods | Undercabinet | Zephyr Corporation | Zephyr | AK7542CS | 42 | 0 |  | 3 1/4" x 10" | Horizontal | HS | 0.25 | 470 |  | 359 | 1.3 | NO | N/A | N/A | N/A | N/A | N/A | 4508522
| Kitchen Range Hoods | Undercabinet | Zephyr Corporation | Zephyr | AK7542CS | 42 | 0 |  | 3 1/4" x 10" | Horizontal | HS | 0.1 | 480 | 10 | 360 | 1.3 | NO | N/A | N/A | N/A | N/A | N/A | 4508522
| Kitchen Range Hoods | Undercabinet | Zephyr Corporation | Zephyr | AK7542CS | 42 | 0 |  | 8" | Horizontal | HS | 0.1 | 550 | 9 | 367 | 1.4 | NO | N/A | N/A | N/A | N/A | N/A | 4508522
| Kitchen Range Hoods | Undercabinet | Zephyr Corporation | Zephyr | AK7542CS | 42 | 0 |  | 8" | Vertical | HS | 0.1 | 570 | 9 | 377 | 1.5 | NO | N/A | N/A | N/A | N/A | N/A | 4508522
| Kitchen Range Hoods | Chimney Hood | Zephyr Corporation | Zephyr | AK7636BS | 36 | 0 |  | 8" | Horizontal | WS | 0.005 | 130 | 0.4 | 15.6 | 8.3 | NO | N/A | N/A | N/A | N/A | N/A | 4508104
| Kitchen Range Hoods | Chimney Hood | Zephyr Corporation | Zephyr | AK7636BS | 36 | 0 |  | 8" | Horizontal | HS | 0.1 | 610 | 10.5 | 283 | 2.1 | NO | N/A | N/A | N/A | N/A | N/A | 4508104
| Kitchen Range Hoods | Chimney Hood | Zephyr Corporation | Zephyr | AK7636BS | 36 | 0 |  | 8" | Vertical | WS | 0.005 | 130 | 0.4 | 15.6 | 8.3 | NO | N/A | N/A | N/A | N/A | N/A | 4508104
| Kitchen Range Hoods | Chimney Hood | Zephyr Corporation | Zephyr | AK7636BS | 36 | 0 |  | 8" | Vertical | HS | 0.1 | 630 | 11 | 277 | 2.2 | NO | N/A | N/A | N/A | N/A | N/A | 4508104
| Kitchen Range Hoods | Chimney Hood | Zephyr Corporation | Zephyr | AK7636BS | 36 | 0 |  | 8" | Horizontal | HS | 0.25 | 579 |  |  |  | NO | N/A | N/A | N/A | N/A | N/A | 4508104
| Kitchen Range Hoods | Chimney Hood | Zephyr Corporation | Zephyr | AK7636BS | 36 | 0 |  | 8" | Vertical | HS | 0.25 | 600 |  |  |  | NO | N/A | N/A | N/A | N/A | N/A | 4508104
| Kitchen Range Hoods | Chimney Hood | Zephyr Corporation | Zephyr | AK7642BS | 42 | 0 |  | 8" | Horizontal | WS | 0.005 | 130 | 0.4 | 15.6 | 8.3 | NO | N/A | N/A | N/A | N/A | N/A | 4508103
| Kitchen Range Hoods | Chimney Hood | Zephyr Corporation | Zephyr | AK7642BS | 42 | 0 |  | 8" | Horizontal | HS | 0.1 | 610 | 10.5 | 283 | 2.1 | NO | N/A | N/A | N/A | N/A | N/A | 4508103
| Kitchen Range Hoods | Chimney Hood | Zephyr Corporation | Zephyr | AK7642BS | 42 | 0 |  | 8" | Vertical | WS | 0.005 | 130 | 0.4 | 15.6 | 8.3 | NO | N/A | N/A | N/A | N/A | N/A | 4508103
| Kitchen Range Hoods | Chimney Hood | Zephyr Corporation | Zephyr | AK7642BS | 42 | 0 |  | 8" | Vertical | HS | 0.1 | 630 | 11 | 277 | 2.2 | NO | N/A | N/A | N/A | N/A | N/A | 4508103
| Kitchen Range Hoods | Chimney Hood | Zephyr Corporation | Zephyr | AK7642BS | 42 | 0 |  | 8" | Vertical | HS | 0.25 | 600 |  |  |  | NO | N/A | N/A | N/A | N/A | N/A | 4508103
| Kitchen Range Hoods | Chimney Hood | Zephyr Corporation | Zephyr | AK7642BS | 42 | 0 |  | 8" | Horizontal | HS | 0.25 | 579 |  |  |  | NO | N/A | N/A | N/A | N/A | N/A | 4508103
| Kitchen Range Hoods | Chimney Hood | Zephyr Corporation | Zephyr | AK7648BS | 48 | 0 |  | 8" | Horizontal | WS | 0.005 | 130 | 0.4 | 15.6 | 8.3 | NO | N/A | N/A | N/A | N/A | N/A | 4508102
| Kitchen Range Hoods | Chimney Hood | Zephyr Corporation | Zephyr | AK7648BS | 48 | 0 |  | 8" | Horizontal | HS | 0.1 | 610 | 10.5 | 283 | 2.1 | NO | N/A | N/A | N/A | N/A | N/A | 4508102
| Kitchen Range Hoods | Chimney Hood | Zephyr Corporation | Zephyr | AK7648BS | 48 | 0 |  | 8" | Vertical | WS | 0.005 | 130 | 0.4 | 15.6 | 8.3 | NO | N/A | N/A | N/A | N/A | N/A | 4508102
| Kitchen Range Hoods | Chimney Hood | Zephyr Corporation | Zephyr | AK7648BS | 48 | 0 |  | 8" | Vertical | HS | 0.1 | 630 | 11 | 277 | 2.2 | NO | N/A | N/A | N/A | N/A | N/A | 4508102
| Kitchen Range Hoods | Chimney Hood | Zephyr Corporation | Zephyr | AK7648BS | 48 | 0 |  | 8" | Horizontal | HS | 0.25 | 579 |  |  |  | NO | N/A | N/A | N/A | N/A | N/A | 4508102
| Kitchen Range Hoods | Chimney Hood | Zephyr Corporation | Zephyr | AK7648BS | 48 | 0 |  | 8" | Vertical | HS | 0.25 | 600 |  |  |  | NO | N/A | N/A | N/A | N/A | N/A | 4508102
| Kitchen Range Hoods | Chimney Hood | Zephyr Corporation | Zephyr | AK7654BS | 48 | 0 |  | 8" | Horizontal | WS | 0.005 | 130 | 0.4 | 15.6 | 8.3 | NO | N/A | N/A | N/A | N/A | N/A | 4508101
| Kitchen Range Hoods | Chimney Hood | Zephyr Corporation | Zephyr | AK7654BS | 48 | 0 |  | 8" | Horizontal | HS | 0.1 | 610 | 10.5 | 283 | 2.1 | NO | N/A | N/A | N/A | N/A | N/A | 4508101
| Kitchen Range Hoods | Chimney Hood | Zephyr Corporation | Zephyr | AK7654BS | 48 | 0 |  | 8" | Vertical | WS | 0.005 | 130 | 0.4 | 15.6 | 8.3 | NO | N/A | N/A | N/A | N/A | N/A | 4508101
| Kitchen Range Hoods | Chimney Hood | Zephyr Corporation | Zephyr | AK7654BS | 48 | 0 |  | 8" | Vertical | HS | 0.1 | 630 | 11 | 277 | 2.2 | NO | N/A | N/A | N/A | N/A | N/A | 4508101
| Kitchen Range Hoods | Chimney Hood | Zephyr Corporation | Zephyr | AK7654BS | 48 | 0 |  | 8" | Horizontal | HS | 0.25 | 579 |  |  |  | NO | N/A | N/A | N/A | N/A | N/A | 4508101
| Kitchen Range Hoods | Chimney Hood | Zephyr Corporation | Zephyr | AK7654BS | 48 | 0 |  | 8" | Vertical | HS | 0.25 | 600 |  |  |  | NO | N/A | N/A | N/A | N/A | N/A | 4508101
| Kitchen Range Hoods | Chimney Hood | Zephyr Corporation | Zephyr | AK7660BS | 60 | 0 |  | 8" | Horizontal | WS | 0.005 | 130 | 0.4 | 15.6 | 8.3 | NO | N/A | N/A | N/A | N/A | N/A | 4508100
| Kitchen Range Hoods | Chimney Hood | Zephyr Corporation | Zephyr | AK7660BS | 60 | 0 |  | 8" | Horizontal | HS | 0.1 | 610 | 10.5 | 283 | 2.1 | NO | N/A | N/A | N/A | N/A | N/A | 4508100
| Kitchen Range Hoods | Chimney Hood | Zephyr Corporation | Zephyr | AK7660BS | 60 | 0 |  | 8" | Vertical | WS | 0.005 | 130 | 0.4 | 15.6 | 8.3 | NO | N/A | N/A | N/A | N/A | N/A | 4508100
| Kitchen Range Hoods | Chimney Hood | Zephyr Corporation | Zephyr | AK7660BS | 60 | 0 |  | 8" | Vertical | HS | 0.1 | 630 | 11 | 277 | 2.2 | NO | N/A | N/A | N/A | N/A | N/A | 4508100
| Kitchen Range Hoods | Chimney Hood | Zephyr Corporation | Zephyr | AK7660BS | 60 | 0 |  | 8" | Horizontal | HS | 0.25 | 579 |  |  |  | NO | N/A | N/A | N/A | N/A | N/A | 4508100
| Kitchen Range Hoods | Chimney Hood | Zephyr Corporation | Zephyr | AK7660BS | 60 | 0 |  | 8" | Vertical | HS | 0.25 | 600 |  |  |  | NO | N/A | N/A | N/A | N/A | N/A | 4508100
| Kitchen Range Hoods | Chimney Hood | Zephyr Corporation | Zephyr | AK7736BS | 36 | 0 |  | 8" | Vertical | WS | 0.005 | 160 | 0.6 | 17.8 | 8.9 | NO | N/A | N/A | N/A | N/A | N/A | 4508066
| Kitchen Range Hoods | Chimney Hood | Zephyr Corporation | Zephyr | AK7736BS | 36 | 0 |  | 8" | Vertical | HS | 0.25 | 610 |  | 276 | 2.2 | NO | N/A | N/A | N/A | N/A | N/A | 4508066
| Kitchen Range Hoods | Chimney Hood | Zephyr Corporation | Zephyr | AK7736BS | 36 | 0 |  | 8" | Vertical | HS | 0.1 | 660 | 12 | 287 | 2.2 | NO | N/A | N/A | N/A | N/A | N/A | 4508066
| Kitchen Range Hoods | Chimney Hood | Zephyr Corporation | Zephyr | AK7742BS | 42 | 0 |  | 8" | Vertical | WS | 0.005 | 160 | 0.6 | 17.8 | 8.9 | NO | N/A | N/A | N/A | N/A | N/A | 4508067
| Kitchen Range Hoods | Chimney Hood | Zephyr Corporation | Zephyr | AK7742BS | 42 | 0 |  | 8" | Vertical | HS | 0.25 | 610 |  | 276 | 2.2 | NO | N/A | N/A | N/A | N/A | N/A | 4508067
| Kitchen Range Hoods | Chimney Hood | Zephyr Corporation | Zephyr | AK7742BS | 42 | 0 |  | 8" | Vertical | HS | 0.1 | 660 | 12 | 287 | 2.2 | NO | N/A | N/A | N/A | N/A | N/A | 4508067
| Kitchen Range Hoods | Chimney Hood | Zephyr Corporation | Zephyr | AK7748BS | 48 | 0 |  | 8" | Vertical | WS | 0.005 | 160 | 0.6 | 17.8 | 8.9 | NO | N/A | N/A | N/A | N/A | N/A | 4508068
| Kitchen Range Hoods | Chimney Hood | Zephyr Corporation | Zephyr | AK7748BS | 48 | 0 |  | 8" | Vertical | HS | 0.25 | 610 |  | 276 | 2.2 | NO | N/A | N/A | N/A | N/A | N/A | 4508068
| Kitchen Range Hoods | Chimney Hood | Zephyr Corporation | Zephyr | AK7748BS | 48 | 0 |  | 8" | Vertical | HS | 0.1 | 660 | 12 | 287 | 2.2 | NO | N/A | N/A | N/A | N/A | N/A | 4508068
| Bathroom Exhaust Fans |  | Air King America LLC | Air King | AK80 |  | 0 |  | 4" | Horizontal | HS | 0.1 | 80 | 1.5 | 27.6 | 2.8 | Yes | Yes | Yes | Yes | Yes | Yes | 1006000
| Bathroom Exhaust Fans |  | Air King America LLC | Air King | AK80 |  | 0 |  | 4" | Horizontal | HS | 0.25 | 68 |  |  |  | Yes | Yes | Yes | Yes | Yes | Yes | 1006000
| Kitchen Range Hoods | Insert/Power Pack | Zephyr Corporation | Zephyr | AK8000CS | 30 | 0 |  | 6" | Horizontal | WS | 0.022 | 170 | 2 | 91.5 | 1.8 | NO | N/A | N/A | N/A | N/A | N/A | 4507296
| Kitchen Range Hoods | Insert/Power Pack | Zephyr Corporation | Zephyr | AK8000CS | 30 | 0 |  | 6" | Horizontal | HS | 0.25 | 340 |  | 225 | 1.5 | NO | N/A | N/A | N/A | N/A | N/A | 4507296
| Kitchen Range Hoods | Insert/Power Pack | Zephyr Corporation | Zephyr | AK8000CS | 30 | 0 |  | 6" | Horizontal | HS | 0.1 | 370 | 7.5 | 226 | 1.6 | NO | N/A | N/A | N/A | N/A | N/A | 4507296
| Kitchen Range Hoods | Insert/Power Pack | Zephyr Corporation | Zephyr | AK8000CS | 30 | 0 |  | 6" | Vertical | WS | 0.022 | 180 | 2 | 91.5 | 1.9 | NO | N/A | N/A | N/A | N/A | N/A | 4507296
| Kitchen Range Hoods | Insert/Power Pack | Zephyr Corporation | Zephyr | AK8000CS | 30 | 0 |  | 6" | Vertical | HS | 0.25 | 350 |  | 226 | 1.5 | NO | N/A | N/A | N/A | N/A | N/A | 4507296
| Kitchen Range Hoods | Insert/Power Pack | Zephyr Corporation | Zephyr | AK8000CS | 30 | 0 |  | 6" | Vertical | HS | 0.1 | 380 | 7.5 | 227 | 1.6 | NO | N/A | N/A | N/A | N/A | N/A | 4507296
| Bathroom Exhaust Fans |  | Air King America LLC | Air King | AK80H |  | 0 |  | 4" | Horizontal | HS | 0.1 | 80 | 1 | 28.1 | 2.8 | Yes | Yes | Yes | Yes | Yes | Yes | 1007123
| Bathroom Exhaust Fans |  | Air King America LLC | Air King | AK80H |  | 0 |  | 4" | Horizontal | HS | 0.25 | 68 |  |  |  | Yes | Yes | Yes | Yes | Yes | Yes | 1007123
| Bathroom Exhaust Fans |  | Air King America LLC | Air King | AK80LS |  | 0 |  | 4" | Horizontal | HS | 0.1 | 80 | 0.7 | 25.9 | 3.0 | Yes | Yes | Yes | Yes | Yes | Yes | 1005446
| Bathroom Exhaust Fans |  | Air King America LLC | Air King | AK80LS |  | 0 |  | 4" | Horizontal | HS | 0.25 | 61 |  |  |  | Yes | Yes | Yes | Yes | Yes | Yes | 1005446
| Bathroom Exhaust Fans |  | Air King America LLC | Air King | AK80LS1 |  | 0 |  | 4" | Horizontal | HS | 0.1 | 80 | 1 | 28.1 | 2.8 | Yes | Yes | Yes | Yes | Yes | Yes | 1007124
| Bathroom Exhaust Fans |  | Air King America LLC | Air King | AK80LS1 |  | 0 |  | 4" | Horizontal | HS | 0.25 | 68 |  |  |  | Yes | Yes | Yes | Yes | Yes | Yes | 1007124
| Bathroom Exhaust Fans |  | Air King America LLC | Air King | AK80LS6 |  | 0 |  | 6" | Horizontal | HS | 0.1 | 80 | 0.5 | 25.2 | 3.1 | Yes | Yes | Yes | Yes | Yes | Yes | 1006716
| Bathroom Exhaust Fans |  | Air King America LLC | Air King | AK80LS6 |  | 0 |  | 6" | Horizontal | HS | 0.25 | 57 |  |  |  | Yes | Yes | Yes | Yes | Yes | Yes | 1006716
| Bathroom Exhaust Fans |  | Air King America LLC | Air King | AK80LS6H |  | 0 |  | 6" | Horizontal | HS | 0.1 | 80 | 0.5 | 25.2 | 3.1 | Yes | Yes | Yes | Yes | Yes | Yes | 1006717
| Bathroom Exhaust Fans |  | Air King America LLC | Air King | AK80LS6H |  | 0 |  | 6" | Horizontal | HS | 0.25 | 57 |  |  |  | Yes | Yes | Yes | Yes | Yes | Yes | 1006717
| Kitchen Range Hoods | Insert/Power Pack | Zephyr Corporation | Zephyr | AK8100BS | 30 | 0 |  | 6" | Horizontal | WS | 0.022 | 220 | 3 | 158 | 1.3 | NO | N/A | N/A | N/A | N/A | N/A | 4507294
| Kitchen Range Hoods | Insert/Power Pack | Zephyr Corporation | Zephyr | AK8100BS | 30 | 0 |  | 6" | Horizontal | HS | 0.1 | 480 | 10.5 | 348 | 1.3 | NO | N/A | N/A | N/A | N/A | N/A | 4507294
| Kitchen Range Hoods | Insert/Power Pack | Zephyr Corporation | Zephyr | AK8100BS | 30 | 0 |  | 6" | Vertical | WS | 0.024 | 240 | 3 | 157 | 1.5 | NO | N/A | N/A | N/A | N/A | N/A | 4507294
| Kitchen Range Hoods | Insert/Power Pack | Zephyr Corporation | Zephyr | AK8100BS | 30 | 0 |  | 6" | Vertical | HS | 0.25 | 480 |  | 332 | 1.4 | NO | N/A | N/A | N/A | N/A | N/A | 4507294
| Kitchen Range Hoods | Insert/Power Pack | Zephyr Corporation | Zephyr | AK8100BS | 30 | 0 |  | 6" | Vertical | HS | 0.1 | 500 | 10.5 | 335 | 1.4 | NO | N/A | N/A | N/A | N/A | N/A | 4507294
| Kitchen Range Hoods | Insert/Power Pack | Zephyr Corporation | Zephyr | AK8100BS | 30 | 0 |  | 6" | Horizontal | HS | 0.25 | 460 |  |  |  | NO | N/A | N/A | N/A | N/A | N/A | 4507294
| Kitchen Range Hoods | Insert/Power Pack | Zephyr Corporation | Zephyr | AK8134BS | 30 | 0 |  | 6" | Horizontal | WS | 0.022 | 220 | 3 | 158 | 1.3 | NO | N/A | N/A | N/A | N/A | N/A | 4507293
| Kitchen Range Hoods | Insert/Power Pack | Zephyr Corporation | Zephyr | AK8134BS | 30 | 0 |  | 6" | Horizontal | HS | 0.1 | 480 | 10.5 | 348 | 1.3 | NO | N/A | N/A | N/A | N/A | N/A | 4507293
| Kitchen Range Hoods | Insert/Power Pack | Zephyr Corporation | Zephyr | AK8134BS | 30 | 0 |  | 6" | Vertical | WS | 0.024 | 240 | 3 | 157 | 1.5 | NO | N/A | N/A | N/A | N/A | N/A | 4507293
| Kitchen Range Hoods | Insert/Power Pack | Zephyr Corporation | Zephyr | AK8134BS | 30 | 0 |  | 6" | Vertical | HS | 0.25 | 480 |  | 332 | 1.4 | NO | N/A | N/A | N/A | N/A | N/A | 4507293
| Kitchen Range Hoods | Insert/Power Pack | Zephyr Corporation | Zephyr | AK8134BS | 30 | 0 |  | 6" | Vertical | HS | 0.1 | 500 | 10.5 | 335 | 1.4 | NO | N/A | N/A | N/A | N/A | N/A | 4507293
| Kitchen Range Hoods | Insert/Power Pack | Zephyr Corporation | Zephyr | AK8134BS | 30 | 0 |  | 6" | Horizontal | HS | 0.25 | 460 |  |  |  | NO | N/A | N/A | N/A | N/A | N/A | 4507293
| Kitchen Range Hoods | Insert/Power Pack | Zephyr Corporation | Zephyr | AK8227AS | 30 | 0 |  | 6" | Vertical Exhaust | HS | 0.25 | 490 |  | 356 | 1.3 | NO | N/A | N/A | N/A | N/A | N/A | 4508543
| Kitchen Range Hoods | Insert/Power Pack | Zephyr Corporation | Zephyr | AK8227AS | 30 | 0 |  | 6" | Vertical Exhaust | WS | 0.014 | 180 | 2 | 155 | 1.1 | NO | N/A | N/A | N/A | N/A | N/A | 4508543
| Kitchen Range Hoods | Insert/Power Pack | Zephyr Corporation | Zephyr | AK8227AS | 30 | 0 |  | 6" | Vertical Exhaust | HS | 0.1 | 510 | 11.5 | 360 | 1.4 | NO | N/A | N/A | N/A | N/A | N/A | 4508543
| Kitchen Range Hoods | Insert/Power Pack | Zephyr Corporation | Zephyr | AK8234AS | 30 | 0 |  | 6" | Vertical | WS | 0.014 | 180 | 2 | 155 | 1.1 | NO | N/A | N/A | N/A | N/A | N/A | 4508544
| Kitchen Range Hoods | Insert/Power Pack | Zephyr Corporation | Zephyr | AK8234AS | 30 | 0 |  | 6" | Vertical | HS | 0.25 | 490 |  | 356 | 1.3 | NO | N/A | N/A | N/A | N/A | N/A | 4508544
| Kitchen Range Hoods | Insert/Power Pack | Zephyr Corporation | Zephyr | AK8234AS | 30 | 0 |  | 6" | Vertical | HS | 0.1 | 510 | 11.5 | 360 | 1.4 | NO | N/A | N/A | N/A | N/A | N/A | 4508544
| Kitchen Range Hoods |  | Zephyr Corporation | Zephyr | AK8400BS | 30 | 0 |  | 6" | Vertical | WS | 0.024 | 180 | 2 | 89.4 | 2.0 | NO | N/A | N/A | N/A | N/A | N/A | 4507134
| Kitchen Range Hoods |  | Zephyr Corporation | Zephyr | AK8400BS | 30 | 0 |  | 6" | Vertical | HS | 0.25 | 330 |  | 222 | 1.4 | NO | N/A | N/A | N/A | N/A | N/A | 4507134
| Kitchen Range Hoods |  | Zephyr Corporation | Zephyr | AK8400BS | 30 | 0 |  | 6" | Vertical | HS | 0.1 | 360 | 7 | 223 | 1.6 | NO | N/A | N/A | N/A | N/A | N/A | 4507134
| Kitchen Range Hoods | Insert/Power Pack | Zephyr Corporation | Zephyr | AK8400BS-ES | 21 | 0 |  | 6" | Vertical | WS | 0.047 | 190 | 2 | 49.8 | 3.8 | Yes | N/A | N/A | N/A | N/A | N/A | 4508107
| Kitchen Range Hoods | Insert/Power Pack | Zephyr Corporation | Zephyr | AK8400BS-ES | 21 | 0 |  | 6" | Vertical | HS | 0.25 | 240 |  | 64.2 | 3.7 | Yes | N/A | N/A | N/A | N/A | N/A | 4508107
| Kitchen Range Hoods | Insert/Power Pack | Zephyr Corporation | Zephyr | AK8400BS-ES | 21 | 0 |  | 6" | Vertical | HS | 0.1 | 280 | 4.5 | 67.4 | 4.1 | Yes | N/A | N/A | N/A | N/A | N/A | 4508107
| Kitchen Range Hoods | Undercabinet | Zephyr Corporation | Zephyr | AK8400BS290 | 24 | 0 |  | 6" | Horizontal | WS | 0.021 | 120 | 0.6 | 39.3 | 3.0 | NO | N/A | N/A | N/A | N/A | N/A | 4507158
| Kitchen Range Hoods | Undercabinet | Zephyr Corporation | Zephyr | AK8400BS290 | 24 | 0 |  | 6" | Horizontal | HS | 0.25 | 220 |  | 119 | 1.8 | NO | N/A | N/A | N/A | N/A | N/A | 4507158
| Kitchen Range Hoods | Undercabinet | Zephyr Corporation | Zephyr | AK8400BS290 | 24 | 0 |  | 6" | Horizontal | HS | 0.1 | 260 | 4.5 | 121 | 2.1 | NO | N/A | N/A | N/A | N/A | N/A | 4507158
| Kitchen Range Hoods | Undercabinet | Zephyr Corporation | Zephyr | AK8400BS290 | 24 | 0 |  | 6" | Vertical | WS | 0.025 | 130 | 0.8 | 39.4 | 3.2 | NO | N/A | N/A | N/A | N/A | N/A | 4507158
| Kitchen Range Hoods | Undercabinet | Zephyr Corporation | Zephyr | AK8400BS290 | 24 | 0 |  | 6" | Vertical | HS | 0.25 | 220 |  | 118 | 1.8 | NO | N/A | N/A | N/A | N/A | N/A | 4507158
| Kitchen Range Hoods | Undercabinet | Zephyr Corporation | Zephyr | AK8400BS290 | 24 | 0 |  | 6" | Vertical | HS | 0.1 | 260 | 4 | 120 | 2.1 | NO | N/A | N/A | N/A | N/A | N/A | 4507158
| Bathroom Exhaust Fans |  | Air King America LLC | Air King | AK90 |  | 0 |  | 4" | Horizontal | HS | 0.1 | 90 | 1.5 | 25.4 | 3.5 | Yes | Yes | Yes | Yes | Yes | Yes | 1004046
| Bathroom Exhaust Fans |  | Air King America LLC | Air King | AK90 |  | 0 |  | 4" | Horizontal | HS | 0.25 | 75 |  |  |  | Yes | Yes | Yes | Yes | Yes | Yes | 1004046
| Kitchen Range Hoods | Insert/Power Pack | Zephyr Corporation | Zephyr | AK9028BS | 30 | 0 |  | 6" | Horizontal | WS | 0.022 | 170 | 2 | 91.5 | 1.8 | NO | N/A | N/A | N/A | N/A | N/A | 4507297
| Kitchen Range Hoods | Insert/Power Pack | Zephyr Corporation | Zephyr | AK9028BS | 30 | 0 |  | 6" | Horizontal | HS | 0.25 | 340 |  | 225 | 1.5 | NO | N/A | N/A | N/A | N/A | N/A | 4507297
| Kitchen Range Hoods | Insert/Power Pack | Zephyr Corporation | Zephyr | AK9028BS | 30 | 0 |  | 6" | Horizontal | HS | 0.1 | 370 | 7.5 | 226 | 1.6 | NO | N/A | N/A | N/A | N/A | N/A | 4507297
| Kitchen Range Hoods | Insert/Power Pack | Zephyr Corporation | Zephyr | AK9028BS | 30 | 0 |  | 6" | Vertical | WS | 0.022 | 180 | 2 | 91.5 | 1.9 | NO | N/A | N/A | N/A | N/A | N/A | 4507297
| Kitchen Range Hoods | Insert/Power Pack | Zephyr Corporation | Zephyr | AK9028BS | 30 | 0 |  | 6" | Vertical | HS | 0.25 | 350 |  | 226 | 1.5 | NO | N/A | N/A | N/A | N/A | N/A | 4507297
| Kitchen Range Hoods | Insert/Power Pack | Zephyr Corporation | Zephyr | AK9028BS | 30 | 0 |  | 6" | Vertical | HS | 0.1 | 380 | 7.5 | 227 | 1.6 | NO | N/A | N/A | N/A | N/A | N/A | 4507297
| Kitchen Range Hoods | Insert/Power Pack | Zephyr Corporation | Zephyr | AK9034BS | 30 | 0 |  | 6" | Horizontal | WS | 0.022 | 170 | 2 | 91.5 | 1.8 | NO | N/A | N/A | N/A | N/A | N/A | 4507298
| Kitchen Range Hoods | Insert/Power Pack | Zephyr Corporation | Zephyr | AK9034BS | 30 | 0 |  | 6" | Horizontal | HS | 0.25 | 340 |  | 225 | 1.5 | NO | N/A | N/A | N/A | N/A | N/A | 4507298
| Kitchen Range Hoods | Insert/Power Pack | Zephyr Corporation | Zephyr | AK9034BS | 30 | 0 |  | 6" | Horizontal | HS | 0.1 | 370 | 7.5 | 226 | 1.6 | NO | N/A | N/A | N/A | N/A | N/A | 4507298
| Kitchen Range Hoods | Insert/Power Pack | Zephyr Corporation | Zephyr | AK9034BS | 30 | 0 |  | 6" | Vertical | WS | 0.022 | 180 | 2 | 91.5 | 1.9 | NO | N/A | N/A | N/A | N/A | N/A | 4507298
| Kitchen Range Hoods | Insert/Power Pack | Zephyr Corporation | Zephyr | AK9034BS | 30 | 0 |  | 6" | Vertical | HS | 0.25 | 350 |  | 226 | 1.5 | NO | N/A | N/A | N/A | N/A | N/A | 4507298
| Kitchen Range Hoods | Insert/Power Pack | Zephyr Corporation | Zephyr | AK9034BS | 30 | 0 |  | 6" | Vertical | HS | 0.1 | 380 | 7.5 | 227 | 1.6 | NO | N/A | N/A | N/A | N/A | N/A | 4507298
| Bathroom Exhaust Fans |  | Air King America LLC | Air King | AK90LS6 |  | 0 |  | 6" | Horizontal | HS | 0.1 | 90 | 0.8 | 25.7 | 3.5 | Yes | Yes | Yes | Yes | Yes | Yes | 1007163
| Bathroom Exhaust Fans |  | Air King America LLC | Air King | AK90LS6 |  | 0 |  | 6" | Horizontal | HS | 0.25 | 65 |  |  |  | Yes | Yes | Yes | Yes | Yes | Yes | 1007163
| Kitchen Range Hoods | Insert/Power Pack | Zephyr Corporation | Zephyr | AK9128BS | 30 | 0 |  | 3 1/4" x 10" | Vertical Exhaust | HS | 0.25 | 250 |  | 112 | 2.2 | NO | N/A | N/A | N/A | N/A | N/A | 4508348
| Kitchen Range Hoods | Insert/Power Pack | Zephyr Corporation | Zephyr | AK9128BS | 30 | 0 |  | 3 1/4" x 10" | Vertical Exhaust | WS | 0.027 | 140 | 2 | 51.4 | 2.7 | NO | N/A | N/A | N/A | N/A | N/A | 4508348
| Kitchen Range Hoods | Insert/Power Pack | Zephyr Corporation | Zephyr | AK9128BS | 30 | 0 |  | 7" | Vertical Exhaust | HS | 0.25 | 200 |  | 111 | 1.8 | NO | N/A | N/A | N/A | N/A | N/A | 4508348
| Kitchen Range Hoods | Insert/Power Pack | Zephyr Corporation | Zephyr | AK9128BS | 30 | 0 |  | 7" | Vertical Exhaust | WS | 0.026 | 120 | 2.5 | 51.6 | 2.3 | NO | N/A | N/A | N/A | N/A | N/A | 4508348
| Kitchen Range Hoods | Insert/Power Pack | Zephyr Corporation | Zephyr | AK9128BS | 30 | 0 |  | 3 1/4" x 10" | Horizontal Exhaust | HS | 0.25 | 260 |  | 111 | 2.3 | NO | N/A | N/A | N/A | N/A | N/A | 4508348
| Kitchen Range Hoods | Insert/Power Pack | Zephyr Corporation | Zephyr | AK9128BS | 30 | 0 |  | 3 1/4" x 10" | Horizontal Exhaust | WS | 0.028 | 150 | 2 | 51.3 | 2.9 | NO | N/A | N/A | N/A | N/A | N/A | 4508348
| Kitchen Range Hoods | Insert/Power Pack | Zephyr Corporation | Zephyr | AK9128BS | 30 | 0 |  | 3 1/4" x 10" | Vertical Exhaust | HS | 0.1 | 280 | 10 | 116 | 2.4 | NO | N/A | N/A | N/A | N/A | N/A | 4508348
| Kitchen Range Hoods | Insert/Power Pack | Zephyr Corporation | Zephyr | AK9128BS | 30 | 0 |  | 7" | Vertical Exhaust | HS | 0.1 | 240 | 9.5 | 115 | 2.0 | NO | N/A | N/A | N/A | N/A | N/A | 4508348
| Kitchen Range Hoods | Insert/Power Pack | Zephyr Corporation | Zephyr | AK9128BS | 30 | 0 |  | 3 1/4" x 10" | Horizontal Exhaust | HS | 0.1 | 290 | 9 | 115 | 2.5 | NO | N/A | N/A | N/A | N/A | N/A | 4508348
| Kitchen Range Hoods | Insert/Power Pack | Zephyr Corporation | Zephyr | AK9134BS | 36 | 0 |  | 3 1/4" x 10" | Horizontal | WS | 0.028 | 150 | 2 | 51.3 | 2.9 | NO | N/A | N/A | N/A | N/A | N/A | 4508349
| Kitchen Range Hoods | Insert/Power Pack | Zephyr Corporation | Zephyr | AK9134BS | 36 | 0 |  | 3 1/4" x 10" | Horizontal | HS | 0.25 | 260 |  | 111 | 2.3 | NO | N/A | N/A | N/A | N/A | N/A | 4508349
| Kitchen Range Hoods | Insert/Power Pack | Zephyr Corporation | Zephyr | AK9134BS | 36 | 0 |  | 7" | Vertical | WS | 0.026 | 120 | 2.5 | 51.6 | 2.3 | NO | N/A | N/A | N/A | N/A | N/A | 4508349
| Kitchen Range Hoods | Insert/Power Pack | Zephyr Corporation | Zephyr | AK9134BS | 36 | 0 |  | 7" | Vertical | HS | 0.25 | 200 |  | 111 | 1.8 | NO | N/A | N/A | N/A | N/A | N/A | 4508349
| Kitchen Range Hoods | Insert/Power Pack | Zephyr Corporation | Zephyr | AK9134BS | 36 | 0 |  | 3 1/4" x 10" | Vertical | WS | 0.027 | 140 | 2 | 51.4 | 2.7 | NO | N/A | N/A | N/A | N/A | N/A | 4508349
| Kitchen Range Hoods | Insert/Power Pack | Zephyr Corporation | Zephyr | AK9134BS | 36 | 0 |  | 3 1/4" x 10" | Vertical | HS | 0.25 | 250 |  | 112 | 2.2 | NO | N/A | N/A | N/A | N/A | N/A | 4508349
| Kitchen Range Hoods | Insert/Power Pack | Zephyr Corporation | Zephyr | AK9134BS | 36 | 0 |  | 3 1/4" x 10" | Horizontal | HS | 0.1 | 290 | 9 | 115 | 2.5 | NO | N/A | N/A | N/A | N/A | N/A | 4508349
| Kitchen Range Hoods | Insert/Power Pack | Zephyr Corporation | Zephyr | AK9134BS | 36 | 0 |  | 7" | Vertical | HS | 0.1 | 240 | 9.5 | 115 | 2.0 | NO | N/A | N/A | N/A | N/A | N/A | 4508349
| Kitchen Range Hoods | Insert/Power Pack | Zephyr Corporation | Zephyr | AK9134BS | 36 | 0 |  | 3 1/4" x 10" | Vertical | HS | 0.1 | 280 | 10 | 116 | 2.4 | NO | N/A | N/A | N/A | N/A | N/A | 4508349
| Kitchen Range Hoods |  | Zephyr Corporation | Zephyr | AK9228BS | 30 | 0 |  | 8" | Horizontal | WS | 0.012 | 180 | 0.8 | 166 | 1.0 | NO | N/A | N/A | N/A | N/A | N/A | 4507008
| Kitchen Range Hoods |  | Zephyr Corporation | Zephyr | AK9228BS | 30 | 0 |  | 8" | Horizontal | HS | 0.25 | 520 |  | 364 | 1.4 | NO | N/A | N/A | N/A | N/A | N/A | 4507008
| Kitchen Range Hoods |  | Zephyr Corporation | Zephyr | AK9228BS | 30 | 0 |  | 8" | Horizontal | HS | 0.1 | 540 | 9.5 | 366 | 1.4 | NO | N/A | N/A | N/A | N/A | N/A | 4507008
| Kitchen Range Hoods |  | Zephyr Corporation | Zephyr | AK9228BS | 30 | 0 |  | 8" | Vertical | WS | 0.011 | 190 | 1 | 167 | 1.1 | NO | N/A | N/A | N/A | N/A | N/A | 4507008
| Kitchen Range Hoods |  | Zephyr Corporation | Zephyr | AK9228BS | 30 | 0 |  | 8" | Vertical | HS | 0.25 | 550 |  | 366 | 1.5 | NO | N/A | N/A | N/A | N/A | N/A | 4507008
| Kitchen Range Hoods |  | Zephyr Corporation | Zephyr | AK9228BS | 30 | 0 |  | 8" | Vertical | HS | 0.1 | 570 | 9 | 370 | 1.5 | NO | N/A | N/A | N/A | N/A | N/A | 4507008
| Kitchen Range Hoods |  | Zephyr Corporation | Zephyr | AK9234BS | 48 | 0 |  | 8" | Horizontal | WS | 0.012 | 180 | 0.8 | 166 | 1.0 | NO | N/A | N/A | N/A | N/A | N/A | 4507007
| Kitchen Range Hoods |  | Zephyr Corporation | Zephyr | AK9234BS | 48 | 0 |  | 8" | Horizontal | HS | 0.25 | 520 |  | 364 | 1.4 | NO | N/A | N/A | N/A | N/A | N/A | 4507007
| Kitchen Range Hoods |  | Zephyr Corporation | Zephyr | AK9234BS | 48 | 0 |  | 8" | Horizontal | HS | 0.1 | 540 | 9.5 | 366 | 1.4 | NO | N/A | N/A | N/A | N/A | N/A | 4507007
| Kitchen Range Hoods |  | Zephyr Corporation | Zephyr | AK9234BS | 48 | 0 |  | 8" | Vertical | WS | 0.011 | 190 | 1 | 167 | 1.1 | NO | N/A | N/A | N/A | N/A | N/A | 4507007
| Kitchen Range Hoods |  | Zephyr Corporation | Zephyr | AK9234BS | 48 | 0 |  | 8" | Vertical | HS | 0.25 | 550 |  | 366 | 1.5 | NO | N/A | N/A | N/A | N/A | N/A | 4507007
| Kitchen Range Hoods |  | Zephyr Corporation | Zephyr | AK9234BS | 48 | 0 |  | 8" | Vertical | HS | 0.1 | 570 | 9 | 370 | 1.5 | NO | N/A | N/A | N/A | N/A | N/A | 4507007
| Kitchen Range Hoods |  | Zephyr Corporation | Zephyr | AK9240BS | 42 | 0 |  | 10" | Vertical | WS | 0.018 | 420 | 2.5 | 358 | 1.1 | NO | N/A | N/A | N/A | N/A | N/A | 4506720
| Kitchen Range Hoods |  | Zephyr Corporation | Zephyr | AK9240BS | 42 | 0 |  | 10" | Vertical | HS | 0.1 | 1030 | 14 | 754 | 1.3 | NO | N/A | N/A | N/A | N/A | N/A | 4506720
| Kitchen Range Hoods |  | Zephyr Corporation | Zephyr | AK9240BS | 42 | 0 |  | 10" | Vertical | HS | 0.25 | 990 |  |  |  | NO | N/A | N/A | N/A | N/A | N/A | 4506720
| Kitchen Range Hoods |  | Zephyr Corporation | Zephyr | AK9246BS | 48 | 0 |  | 10" | Vertical | WS | 0.018 | 420 | 2.5 | 358 | 1.1 | NO | N/A | N/A | N/A | N/A | N/A | 4506721
| Kitchen Range Hoods |  | Zephyr Corporation | Zephyr | AK9246BS | 48 | 0 |  | 10" | Vertical | HS | 0.1 | 1030 | 14 | 754 | 1.3 | NO | N/A | N/A | N/A | N/A | N/A | 4506721
| Kitchen Range Hoods |  | Zephyr Corporation | Zephyr | AK9246BS | 48 | 0 |  | 10" | Vertical | HS | 0.25 | 990 |  |  |  | NO | N/A | N/A | N/A | N/A | N/A | 4506721
| Kitchen Range Hoods |  | Zephyr Corporation | Zephyr | AK9334BS | 36 | 0 |  | 10" | Vertical | WS | 0.018 | 420 | 2.5 | 358 | 1.1 | NO | N/A | N/A | N/A | N/A | N/A | 4506722
| Kitchen Range Hoods |  | Zephyr Corporation | Zephyr | AK9334BS | 36 | 0 |  | 10" | Vertical | HS | 0.1 | 1030 | 14 | 754 | 1.3 | NO | N/A | N/A | N/A | N/A | N/A | 4506722
| Kitchen Range Hoods |  | Zephyr Corporation | Zephyr | AK9334BS | 36 | 0 |  | 10" | Vertical | HS | 0.25 | 990 |  |  |  | NO | N/A | N/A | N/A | N/A | N/A | 4506722
| Kitchen Range Hoods |  | Zephyr Corporation | Zephyr | AK9340BS | 42 | 0 |  | 10" | Vertical | WS | 0.018 | 420 | 2.5 | 358 | 1.1 | NO | N/A | N/A | N/A | N/A | N/A | 4506723
| Kitchen Range Hoods |  | Zephyr Corporation | Zephyr | AK9340BS | 42 | 0 |  | 10" | Vertical | HS | 0.1 | 1030 | 14 | 754 | 1.3 | NO | N/A | N/A | N/A | N/A | N/A | 4506723
| Kitchen Range Hoods |  | Zephyr Corporation | Zephyr | AK9340BS | 42 | 0 |  | 10" | Vertical | HS | 0.25 | 990 |  |  |  | NO | N/A | N/A | N/A | N/A | N/A | 4506723
| Kitchen Range Hoods |  | Zephyr Corporation | Zephyr | AK9346BS | 48 | 0 |  | 10" | Vertical | WS | 0.018 | 420 | 2.5 | 358 | 1.1 | NO | N/A | N/A | N/A | N/A | N/A | 4506724
| Kitchen Range Hoods |  | Zephyr Corporation | Zephyr | AK9346BS | 48 | 0 |  | 10" | Vertical | HS | 0.1 | 1030 | 14 | 754 | 1.3 | NO | N/A | N/A | N/A | N/A | N/A | 4506724
| Kitchen Range Hoods |  | Zephyr Corporation | Zephyr | AK9346BS | 48 | 0 |  | 10" | Vertical | HS | 0.25 | 990 |  |  |  | NO | N/A | N/A | N/A | N/A | N/A | 4506724
| Kitchen Range Hoods |  | Zephyr Corporation | Zephyr | AK9352BS | 54 | 0 |  | 10" | Vertical | WS | 0.018 | 420 | 2.5 | 358 | 1.1 | NO | N/A | N/A | N/A | N/A | N/A | 4506725
| Kitchen Range Hoods |  | Zephyr Corporation | Zephyr | AK9352BS | 54 | 0 |  | 10" | Vertical | HS | 0.25 | 990 |  |  |  | NO | N/A | N/A | N/A | N/A | N/A | 4506725
| Kitchen Range Hoods |  | Zephyr Corporation | Zephyr | AK9352BS | 54 | 0 |  | 10" | Vertical | HS | 0.1 | 1030 | 14 | 754 | 1.3 | NO | N/A | N/A | N/A | N/A | N/A | 4506725
| Kitchen Range Hoods | Insert/Power Pack | Zephyr Corporation | Zephyr | AK9428BS | 30 | 0 |  | 8" | Vertical | HS | 0.1 | 670 | 10 | 290 | 2.3 | NO | N/A | N/A | N/A | N/A | N/A | 4507167
| Kitchen Range Hoods | Insert/Power Pack | Zephyr Corporation | Zephyr | AK9428BS | 30 | 0 |  | 8" | Vertical | HS | 0.25 | 625 |  | 277 | 2.2 | NO | N/A | N/A | N/A | N/A | N/A | 4507167
| Kitchen Range Hoods | Insert/Power Pack | Zephyr Corporation | Zephyr | AK9428BS | 30 | 0 |  | 8" | Vertical | WS | 0.005 | 150 | 0.9 | 17.5 | 8.5 | NO | N/A | N/A | N/A | N/A | N/A | 4507167
| Kitchen Range Hoods | Insert/Power Pack | Zephyr Corporation | Zephyr | AK9428BS | 30 | 0 |  | 8" | Horizontal | HS | 0.1 | 650 | 10.5 | 294 | 2.2 | NO | N/A | N/A | N/A | N/A | N/A | 4507167
| Kitchen Range Hoods | Insert/Power Pack | Zephyr Corporation | Zephyr | AK9428BS | 30 | 0 |  | 8" | Horizontal | HS | 0.25 | 625 |  | 288 | 2.1 | NO | N/A | N/A | N/A | N/A | N/A | 4507167
| Kitchen Range Hoods | Insert/Power Pack | Zephyr Corporation | Zephyr | AK9428BS | 30 | 0 |  | 8" | Horizontal | WS | 0.005 | 140 | 0.9 | 17.8 | 7.8 | NO | N/A | N/A | N/A | N/A | N/A | 4507167
| Kitchen Range Hoods | Chimney Hood | Zephyr Corporation | Zephyr | AK9434BS | 36 | 0 |  | 8" | Vertical | HS | 0.1 | 670 | 10 | 290 | 2.3 | NO | N/A | N/A | N/A | N/A | N/A | 4508108
| Kitchen Range Hoods | Chimney Hood | Zephyr Corporation | Zephyr | AK9434BS | 36 | 0 |  | 8" | Vertical | HS | 0.25 | 625 |  | 277 | 2.2 | NO | N/A | N/A | N/A | N/A | N/A | 4508108
| Kitchen Range Hoods | Chimney Hood | Zephyr Corporation | Zephyr | AK9434BS | 36 | 0 |  | 8" | Vertical | WS | 0.005 | 150 | 0.9 | 17.5 | 8.5 | NO | N/A | N/A | N/A | N/A | N/A | 4508108
| Kitchen Range Hoods | Chimney Hood | Zephyr Corporation | Zephyr | AK9434BS | 36 | 0 |  | 8" | Horizontal | HS | 0.1 | 650 | 10.5 | 294 | 2.2 | NO | N/A | N/A | N/A | N/A | N/A | 4508108
| Kitchen Range Hoods | Chimney Hood | Zephyr Corporation | Zephyr | AK9434BS | 36 | 0 |  | 8" | Horizontal | HS | 0.25 | 625 |  | 288 | 2.1 | NO | N/A | N/A | N/A | N/A | N/A | 4508108
| Kitchen Range Hoods | Chimney Hood | Zephyr Corporation | Zephyr | AK9434BS | 36 | 0 |  | 8" | Horizontal | WS | 0.005 | 140 | 0.9 | 17.8 | 7.8 | NO | N/A | N/A | N/A | N/A | N/A | 4508108
| Kitchen Range Hoods | Insert/Power Pack | Zephyr Corporation | Zephyr | AK9440BS | 42 | 0 |  | 8" | Vertical | HS | 0.1 | 670 | 10 | 290 | 2.3 | NO | N/A | N/A | N/A | N/A | N/A | 4507169
| Kitchen Range Hoods | Insert/Power Pack | Zephyr Corporation | Zephyr | AK9440BS | 42 | 0 |  | 8" | Vertical | HS | 0.25 | 625 |  | 277 | 2.2 | NO | N/A | N/A | N/A | N/A | N/A | 4507169
| Kitchen Range Hoods | Insert/Power Pack | Zephyr Corporation | Zephyr | AK9440BS | 42 | 0 |  | 8" | Vertical | WS | 0.005 | 150 | 0.9 | 17.5 | 8.5 | NO | N/A | N/A | N/A | N/A | N/A | 4507169
| Kitchen Range Hoods | Insert/Power Pack | Zephyr Corporation | Zephyr | AK9440BS | 42 | 0 |  | 8" | Horizontal | HS | 0.1 | 650 | 10.5 | 294 | 2.2 | NO | N/A | N/A | N/A | N/A | N/A | 4507169
| Kitchen Range Hoods | Insert/Power Pack | Zephyr Corporation | Zephyr | AK9440BS | 42 | 0 |  | 8" | Horizontal | HS | 0.25 | 625 |  | 288 | 2.1 | NO | N/A | N/A | N/A | N/A | N/A | 4507169
| Kitchen Range Hoods | Insert/Power Pack | Zephyr Corporation | Zephyr | AK9440BS | 42 | 0 |  | 8" | Horizontal | WS | 0.005 | 140 | 0.9 | 17.8 | 7.8 | NO | N/A | N/A | N/A | N/A | N/A | 4507169
| Kitchen Range Hoods | Insert/Power Pack | Zephyr Corporation | Zephyr | AK9446BS | 48 | 0 |  | 8" | Vertical | HS | 0.1 | 670 | 10 | 290 | 2.3 | NO | N/A | N/A | N/A | N/A | N/A | 4507170
| Kitchen Range Hoods | Insert/Power Pack | Zephyr Corporation | Zephyr | AK9446BS | 48 | 0 |  | 8" | Vertical | HS | 0.25 | 625 |  | 277 | 2.2 | NO | N/A | N/A | N/A | N/A | N/A | 4507170
| Kitchen Range Hoods | Insert/Power Pack | Zephyr Corporation | Zephyr | AK9446BS | 48 | 0 |  | 8" | Vertical | WS | 0.005 | 150 | 0.9 | 17.5 | 8.5 | NO | N/A | N/A | N/A | N/A | N/A | 4507170
| Kitchen Range Hoods | Insert/Power Pack | Zephyr Corporation | Zephyr | AK9446BS | 48 | 0 |  | 8" | Horizontal | HS | 0.1 | 650 | 10.5 | 294 | 2.2 | NO | N/A | N/A | N/A | N/A | N/A | 4507170
| Kitchen Range Hoods | Insert/Power Pack | Zephyr Corporation | Zephyr | AK9446BS | 48 | 0 |  | 8" | Horizontal | HS | 0.25 | 625 |  | 288 | 2.1 | NO | N/A | N/A | N/A | N/A | N/A | 4507170
| Kitchen Range Hoods | Insert/Power Pack | Zephyr Corporation | Zephyr | AK9446BS | 48 | 0 |  | 8" | Horizontal | WS | 0.005 | 140 | 0.9 | 17.8 | 7.8 | NO | N/A | N/A | N/A | N/A | N/A | 4507170
| Kitchen Range Hoods | Insert/Power Pack | Zephyr Corporation | Zephyr | AK9528AS | 30 | 0 |  | 7" | Vertical | WS | 0.024 | 230 | 3 | 107 | 2.1 | NO | N/A | N/A | N/A | N/A | N/A | 4508085
| Kitchen Range Hoods | Insert/Power Pack | Zephyr Corporation | Zephyr | AK9528AS | 30 | 0 |  | 7" | Vertical | HS | 0.25 | 415 |  | 159 | 2.6 | NO | N/A | N/A | N/A | N/A | N/A | 4508085
| Kitchen Range Hoods | Insert/Power Pack | Zephyr Corporation | Zephyr | AK9528AS | 30 | 0 |  | 7" | Vertical | HS | 0.1 | 460 | 9.5 | 166 | 2.7 | NO | N/A | N/A | N/A | N/A | N/A | 4508085
| Kitchen Range Hoods | Insert/Power Pack | Zephyr Corporation | Zephyr | AK9528AS | 30 | 0 |  | 3 1/4" X 10" | Vertical | WS | 0.025 | 240 | 3 | 106 | 2.2 | NO | N/A | N/A | N/A | N/A | N/A | 4508085
| Kitchen Range Hoods | Insert/Power Pack | Zephyr Corporation | Zephyr | AK9528AS | 30 | 0 |  | 3 1/4" X 10" | Vertical | HS | 0.25 | 430 |  | 159 | 2.7 | NO | N/A | N/A | N/A | N/A | N/A | 4508085
| Kitchen Range Hoods | Insert/Power Pack | Zephyr Corporation | Zephyr | AK9528AS | 30 | 0 |  | 3 1/4" X 10" | Vertical | HS | 0.1 | 470 | 9 | 164 | 2.8 | NO | N/A | N/A | N/A | N/A | N/A | 4508085
| Kitchen Range Hoods | Insert/Power Pack | Zephyr Corporation | Zephyr | AK9528AS | 30 | 0 |  | 3 1/4" X 10" | Horizontal | WS | 0.023 | 260 | 3 | 106 | 2.4 | NO | N/A | N/A | N/A | N/A | N/A | 4508085
| Kitchen Range Hoods | Insert/Power Pack | Zephyr Corporation | Zephyr | AK9528AS | 30 | 0 |  | 3 1/4" X 10" | Horizontal | HS | 0.25 | 500 |  | 167 | 2.9 | NO | N/A | N/A | N/A | N/A | N/A | 4508085
| Kitchen Range Hoods | Insert/Power Pack | Zephyr Corporation | Zephyr | AK9528AS | 30 | 0 |  | 3 1/4" X 10" | Horizontal | HS | 0.1 | 540 | 9.5 | 172 | 3.1 | NO | N/A | N/A | N/A | N/A | N/A | 4508085
| Kitchen Range Hoods | Insert/Power Pack | Zephyr Corporation | Zephyr | AK9534AS | 36 | 0 |  | 7" | Vertical | WS | 0.024 | 230 | 3 | 107 | 2.1 | NO | N/A | N/A | N/A | N/A | N/A | 4508086
| Kitchen Range Hoods | Insert/Power Pack | Zephyr Corporation | Zephyr | AK9534AS | 36 | 0 |  | 7" | Vertical | HS | 0.25 | 415 |  | 159 | 2.6 | NO | N/A | N/A | N/A | N/A | N/A | 4508086
| Kitchen Range Hoods | Insert/Power Pack | Zephyr Corporation | Zephyr | AK9534AS | 36 | 0 |  | 7" | Vertical | HS | 0.1 | 460 | 9.5 | 166 | 2.7 | NO | N/A | N/A | N/A | N/A | N/A | 4508086
| Kitchen Range Hoods | Insert/Power Pack | Zephyr Corporation | Zephyr | AK9534AS | 36 | 0 |  | 3 1/4" X 10" | Vertical | WS | 0.025 | 240 | 3 | 106 | 2.2 | NO | N/A | N/A | N/A | N/A | N/A | 4508086
| Kitchen Range Hoods | Insert/Power Pack | Zephyr Corporation | Zephyr | AK9534AS | 36 | 0 |  | 3 1/4" X 10" | Vertical | HS | 0.25 | 430 |  | 159 | 2.7 | NO | N/A | N/A | N/A | N/A | N/A | 4508086
| Kitchen Range Hoods | Insert/Power Pack | Zephyr Corporation | Zephyr | AK9534AS | 36 | 0 |  | 3 1/4" X 10" | Vertical | HS | 0.1 | 470 | 9 | 164 | 2.8 | NO | N/A | N/A | N/A | N/A | N/A | 4508086
| Kitchen Range Hoods | Insert/Power Pack | Zephyr Corporation | Zephyr | AK9534AS | 36 | 0 |  | 3 1/4" X 10" | Horizontal | WS | 0.023 | 260 | 3 | 106 | 2.4 | NO | N/A | N/A | N/A | N/A | N/A | 4508086
| Kitchen Range Hoods | Insert/Power Pack | Zephyr Corporation | Zephyr | AK9534AS | 36 | 0 |  | 3 1/4" X 10" | Horizontal | HS | 0.25 | 500 |  | 167 | 2.9 | NO | N/A | N/A | N/A | N/A | N/A | 4508086
| Kitchen Range Hoods | Insert/Power Pack | Zephyr Corporation | Zephyr | AK9534AS | 36 | 0 |  | 3 1/4" X 10" | Horizontal | HS | 0.1 | 540 | 9.5 | 172 | 3.1 | NO | N/A | N/A | N/A | N/A | N/A | 4508086
| Kitchen Range Hoods | Insert/Power Pack | Zephyr Corporation | Zephyr | AK9540AS | 42 | 0 |  | 3 1/4" X 10" | Horizontal | HS | 0.1 | 540 | 9.5 | 172 | 3.1 | NO | N/A | N/A | N/A | N/A | N/A | 4508084
| Kitchen Range Hoods | Insert/Power Pack | Zephyr Corporation | Zephyr | AK9540AS | 42 | 0 |  | 3 1/4" X 10" | Horizontal | HS | 0.25 | 500 |  | 167 | 2.9 | NO | N/A | N/A | N/A | N/A | N/A | 4508084
| Kitchen Range Hoods | Insert/Power Pack | Zephyr Corporation | Zephyr | AK9540AS | 42 | 0 |  | 3 1/4" X 10" | Horizontal | WS | 0.023 | 260 | 3 | 106 | 2.4 | NO | N/A | N/A | N/A | N/A | N/A | 4508084
| Kitchen Range Hoods | Insert/Power Pack | Zephyr Corporation | Zephyr | AK9540AS | 42 | 0 |  | 3 1/4" X 10" | Vertical | HS | 0.1 | 470 | 9 | 164 | 2.8 | NO | N/A | N/A | N/A | N/A | N/A | 4508084
| Kitchen Range Hoods | Insert/Power Pack | Zephyr Corporation | Zephyr | AK9540AS | 42 | 0 |  | 3 1/4" X 10" | Vertical | HS | 0.25 | 430 |  | 159 | 2.7 | NO | N/A | N/A | N/A | N/A | N/A | 4508084
| Kitchen Range Hoods | Insert/Power Pack | Zephyr Corporation | Zephyr | AK9540AS | 42 | 0 |  | 3 1/4" X 10" | Vertical | WS | 0.025 | 240 | 3 | 106 | 2.2 | NO | N/A | N/A | N/A | N/A | N/A | 4508084
| Kitchen Range Hoods | Insert/Power Pack | Zephyr Corporation | Zephyr | AK9540AS | 42 | 0 |  | 7" | Vertical | HS | 0.1 | 460 | 9.5 | 166 | 2.7 | NO | N/A | N/A | N/A | N/A | N/A | 4508084
| Kitchen Range Hoods | Insert/Power Pack | Zephyr Corporation | Zephyr | AK9540AS | 42 | 0 |  | 7" | Vertical | HS | 0.25 | 415 |  | 159 | 2.6 | NO | N/A | N/A | N/A | N/A | N/A | 4508084
| Kitchen Range Hoods | Insert/Power Pack | Zephyr Corporation | Zephyr | AK9540AS | 42 | 0 |  | 7" | Vertical | WS | 0.024 | 230 | 3 | 107 | 2.1 | NO | N/A | N/A | N/A | N/A | N/A | 4508084
| Kitchen Range Hoods | Insert/Power Pack | Zephyr Corporation | Zephyr | AK9546AS | 48 | 0 |  | 7" | Vertical | WS | 0.024 | 230 | 3 | 107 | 2.1 | NO | N/A | N/A | N/A | N/A | N/A | 4508087
| Kitchen Range Hoods | Insert/Power Pack | Zephyr Corporation | Zephyr | AK9546AS | 48 | 0 |  | 7" | Vertical | HS | 0.25 | 415 |  | 159 | 2.6 | NO | N/A | N/A | N/A | N/A | N/A | 4508087
| Kitchen Range Hoods | Insert/Power Pack | Zephyr Corporation | Zephyr | AK9546AS | 48 | 0 |  | 7" | Vertical | HS | 0.1 | 460 | 9.5 | 166 | 2.7 | NO | N/A | N/A | N/A | N/A | N/A | 4508087
| Kitchen Range Hoods | Insert/Power Pack | Zephyr Corporation | Zephyr | AK9546AS | 48 | 0 |  | 3 1/4" X 10" | Vertical | WS | 0.025 | 240 | 3 | 106 | 2.2 | NO | N/A | N/A | N/A | N/A | N/A | 4508087
| Kitchen Range Hoods | Insert/Power Pack | Zephyr Corporation | Zephyr | AK9546AS | 48 | 0 |  | 3 1/4" X 10" | Vertical | HS | 0.25 | 430 |  | 159 | 2.7 | NO | N/A | N/A | N/A | N/A | N/A | 4508087
| Kitchen Range Hoods | Insert/Power Pack | Zephyr Corporation | Zephyr | AK9546AS | 48 | 0 |  | 3 1/4" X 10" | Vertical | HS | 0.1 | 470 | 9 | 164 | 2.8 | NO | N/A | N/A | N/A | N/A | N/A | 4508087
| Kitchen Range Hoods | Insert/Power Pack | Zephyr Corporation | Zephyr | AK9546AS | 48 | 0 |  | 3 1/4" X 10" | Horizontal | WS | 0.023 | 260 | 3 | 106 | 2.4 | NO | N/A | N/A | N/A | N/A | N/A | 4508087
| Kitchen Range Hoods | Insert/Power Pack | Zephyr Corporation | Zephyr | AK9546AS | 48 | 0 |  | 3 1/4" X 10" | Horizontal | HS | 0.25 | 500 |  | 167 | 2.9 | NO | N/A | N/A | N/A | N/A | N/A | 4508087
| Kitchen Range Hoods | Insert/Power Pack | Zephyr Corporation | Zephyr | AK9546AS | 48 | 0 |  | 3 1/4" X 10" | Horizontal | HS | 0.1 | 540 | 9.5 | 172 | 3.1 | NO | N/A | N/A | N/A | N/A | N/A | 4508087
| Inline Fans | Single-port | Air King America LLC | Air King | AKZA150 |  | 0 |  | 6" Round | Horizontal | HS | 0.2 | 120 |  | 34.4 | 3.4 | NO | Yes | Yes | Yes | No | No | 3000664
| Inline Fans | Single-port | Air King America LLC | Air King | AKZA200 |  | 0 |  | 6" | Horizontal Exhaust | HS | 0.2 | 210 |  | 55 | 3.8 | Yes | Yes | Yes | Yes | Yes | Yes | 3004525
| Kitchen Range Hoods | Undercabinet | Broan-NuTone LLC | Broan | ALT1303SS | 30 | 0 |  | 7" | Vertical | WS | 0.035 | 150 | 2 | 33.3 |  | Yes | N/A | N/A | N/A | N/A | N/A | 4508367
| Kitchen Range Hoods | Undercabinet | Broan-NuTone LLC | Broan | ALT1303SS | 30 | 0 |  | 7" | Vertical | HS | 0.25 | 140 |  |  |  | Yes | N/A | N/A | N/A | N/A | N/A | 4508367
| Kitchen Range Hoods | Undercabinet | Broan-NuTone LLC | Broan | ALT1303SS | 30 | 0 |  | 7" | Vertical | HS | 0.1 | 250 | 6 | 80.1 |  | Yes | N/A | N/A | N/A | N/A | N/A | 4508367
| Kitchen Range Hoods | Undercabinet | Broan-NuTone LLC | Broan | ALT1303SS | 30 | 0 |  | 3 1/4" x 10" | Vertical | WS | 0.03 | 130 | 1.5 | 33.4 |  | Yes | N/A | N/A | N/A | N/A | N/A | 4508367
| Kitchen Range Hoods | Undercabinet | Broan-NuTone LLC | Broan | ALT1303SS | 30 | 0 |  | 3 1/4" x 10" | Vertical | HS | 0.25 | 160 |  |  |  | Yes | N/A | N/A | N/A | N/A | N/A | 4508367
| Kitchen Range Hoods | Undercabinet | Broan-NuTone LLC | Broan | ALT1303SS | 30 | 0 |  | 3 1/4" x 10" | Vertical | HS | 0.1 | 240 | 6.5 | 80.5 |  | Yes | N/A | N/A | N/A | N/A | N/A | 4508367
| Kitchen Range Hoods | Undercabinet | Broan-NuTone LLC | Broan | ALT1303SS | 30 | 0 |  | 3 1/4" x 10" | Horizontal | WS | 0.023 | 110 | 2 | 33.4 |  | Yes | N/A | N/A | N/A | N/A | N/A | 4508367
| Kitchen Range Hoods | Undercabinet | Broan-NuTone LLC | Broan | ALT1303SS | 30 | 0 |  | 3 1/4" x 10" | Horizontal | HS | 0.25 | 160 |  |  |  | Yes | N/A | N/A | N/A | N/A | N/A | 4508367
| Kitchen Range Hoods | Undercabinet | Broan-NuTone LLC | Broan | ALT1303SS | 30 | 0 |  | 3 1/4" x 10" | Horizontal | HS | 0.1 | 240 | 7 | 81 |  | Yes | N/A | N/A | N/A | N/A | N/A | 4508367
| Kitchen Range Hoods | Undercabinet | Broan-NuTone LLC | Broan | ALT1303WW | 30 | 0 |  | 7" | Vertical | WS | 0.035 | 150 | 2 | 33.3 |  | Yes | N/A | N/A | N/A | N/A | N/A | 4508368
| Kitchen Range Hoods | Undercabinet | Broan-NuTone LLC | Broan | ALT1303WW | 30 | 0 |  | 7" | Vertical | HS | 0.25 | 140 |  |  |  | Yes | N/A | N/A | N/A | N/A | N/A | 4508368
| Kitchen Range Hoods | Undercabinet | Broan-NuTone LLC | Broan | ALT1303WW | 30 | 0 |  | 3 1/4" x 10" | Vertical | WS | 0.03 | 130 | 1.5 | 33.4 |  | Yes | N/A | N/A | N/A | N/A | N/A | 4508368
| Kitchen Range Hoods | Undercabinet | Broan-NuTone LLC | Broan | ALT1303WW | 30 | 0 |  | 3 1/4" x 10" | Vertical | HS | 0.25 | 160 |  |  |  | Yes | N/A | N/A | N/A | N/A | N/A | 4508368
| Kitchen Range Hoods | Undercabinet | Broan-NuTone LLC | Broan | ALT1303WW | 30 | 0 |  | 3 1/4" x 10" | Horizontal | WS | 0.023 | 110 | 2 | 33.4 |  | Yes | N/A | N/A | N/A | N/A | N/A | 4508368
| Kitchen Range Hoods | Undercabinet | Broan-NuTone LLC | Broan | ALT1303WW | 30 | 0 |  | 3 1/4" x 10" | Horizontal | HS | 0.25 | 160 |  |  |  | Yes | N/A | N/A | N/A | N/A | N/A | 4508368
| Kitchen Range Hoods | Undercabinet | Broan-NuTone LLC | Broan | ALT1303WW | 30 | 0 |  | 7" | Vertical | HS | 0.1 | 250 | 6 | 80.1 |  | Yes | N/A | N/A | N/A | N/A | N/A | 4508368
| Kitchen Range Hoods | Undercabinet | Broan-NuTone LLC | Broan | ALT1303WW | 30 | 0 |  | 3 1/4" x 10" | Vertical | HS | 0.1 | 240 | 6.5 | 80.5 |  | Yes | N/A | N/A | N/A | N/A | N/A | 4508368
| Kitchen Range Hoods | Undercabinet | Broan-NuTone LLC | Broan | ALT1303WW | 30 | 0 |  | 3 1/4" x 10" | Horizontal | HS | 0.1 | 240 | 7 | 81 |  | Yes | N/A | N/A | N/A | N/A | N/A | 4508368
| Kitchen Range Hoods |  | Broan-NuTone LLC | Broan | ALT130BL | 30 | 0 |  | 3 1/4" x 10" | Vertical | HS | 0.1 | 220 | 5 | 50.4 | 4.3 | NO | N/A | N/A | N/A | N/A | N/A | 4506845
| Kitchen Range Hoods |  | Broan-NuTone LLC | Broan | ALT130BL | 30 | 0 |  | 7" | Vertical | WS | 0.035 | 140 | 1.5 | 25.8 | 5.4 | NO | N/A | N/A | N/A | N/A | N/A | 4506845
| Kitchen Range Hoods |  | Broan-NuTone LLC | Broan | ALT130BL | 30 | 0 |  | 7" Round | Vertical | HS | 0.1 | 240 | 5 | 49.9 | 4.8 | NO | N/A | N/A | N/A | N/A | N/A | 4506845
| Kitchen Range Hoods |  | Broan-NuTone LLC | Broan | ALT130BL | 30 | 0 |  | 3 1/4" X 10" | Vertical | WS | 0.034 | 130 | 1.5 | 25.8 | 5.0 | NO | N/A | N/A | N/A | N/A | N/A | 4506845
| Kitchen Range Hoods |  | Broan-NuTone LLC | Broan | ALT130BL | 30 | 0 |  | 3 1/4" X 10" | Horizontal | HS | 0.1 | 210 | 5 | 50.6 | 4.1 | NO | N/A | N/A | N/A | N/A | N/A | 4506845
| Kitchen Range Hoods |  | Broan-NuTone LLC | Broan | ALT130BL | 30 | 0 |  | 3 1/4" X 10" | Horizontal | WS | 0.029 | 110 | 1.5 | 25.8 | 4.2 | NO | N/A | N/A | N/A | N/A | N/A | 4506845
| Kitchen Range Hoods |  | Broan-NuTone LLC | Broan | ALT130BL | 30 | 0 |  | 3 1/4" x 10" | Vertical | HS | 0.25 | 125 |  |  |  | NO | N/A | N/A | N/A | N/A | N/A | 4506845
| Kitchen Range Hoods |  | Broan-NuTone LLC | Broan | ALT130BL | 30 | 0 |  | 7" Round | Vertical | HS | 0.25 | 100 |  |  |  | NO | N/A | N/A | N/A | N/A | N/A | 4506845
| Kitchen Range Hoods |  | Broan-NuTone LLC | Broan | ALT130BL | 30 | 0 |  | 3 1/4" X 10" | Horizontal | HS | 0.25 | 115 |  |  |  | NO | N/A | N/A | N/A | N/A | N/A | 4506845
| Kitchen Range Hoods |  | Broan-NuTone LLC | Broan | ALT130SS | 30 | 0 |  | 3 1/4" X 10" | Horizontal | WS | 0.029 | 110 | 1.5 | 25.8 | 4.2 | NO | N/A | N/A | N/A | N/A | N/A | 4506848
| Kitchen Range Hoods |  | Broan-NuTone LLC | Broan | ALT130SS | 30 | 0 |  | 3 1/4" X 10" | Horizontal | HS | 0.1 | 210 | 5 | 50.6 | 4.1 | NO | N/A | N/A | N/A | N/A | N/A | 4506848
| Kitchen Range Hoods |  | Broan-NuTone LLC | Broan | ALT130SS | 30 | 0 |  | 3 1/4" X 10" | Vertical | WS | 0.034 | 130 | 1.5 | 25.8 | 5.0 | NO | N/A | N/A | N/A | N/A | N/A | 4506848
| Kitchen Range Hoods |  | Broan-NuTone LLC | Broan | ALT130SS | 30 | 0 |  | 3 1/4" X 10" | Vertical | HS | 0.1 | 220 | 5 | 50.4 | 4.3 | NO | N/A | N/A | N/A | N/A | N/A | 4506848
| Kitchen Range Hoods |  | Broan-NuTone LLC | Broan | ALT130SS | 30 | 0 |  | 7" | Vertical | WS | 0.035 | 140 | 1.5 | 25.8 | 5.4 | NO | N/A | N/A | N/A | N/A | N/A | 4506848
| Kitchen Range Hoods |  | Broan-NuTone LLC | Broan | ALT130SS | 30 | 0 |  | 7" | Vertical | HS | 0.1 | 240 | 5 | 49.9 | 4.8 | NO | N/A | N/A | N/A | N/A | N/A | 4506848
| Kitchen Range Hoods |  | Broan-NuTone LLC | Broan | ALT130SS | 30 | 0 |  | 3 1/4" X 10" | Horizontal | HS | 0.25 | 115 |  |  |  | NO | N/A | N/A | N/A | N/A | N/A | 4506848
| Kitchen Range Hoods |  | Broan-NuTone LLC | Broan | ALT130SS | 30 | 0 |  | 3 1/4" X 10" | Vertical | HS | 0.25 | 125 |  |  |  | NO | N/A | N/A | N/A | N/A | N/A | 4506848
| Kitchen Range Hoods |  | Broan-NuTone LLC | Broan | ALT130SS | 30 | 0 |  | 7" | Vertical | HS | 0.25 | 100 |  |  |  | NO | N/A | N/A | N/A | N/A | N/A | 4506848
| Kitchen Range Hoods |  | Broan-NuTone LLC | Broan | ALT130WW | 30 | 0 |  | 3 1/4" X 10" | Horizontal | WS | 0.029 | 110 | 1.5 | 25.8 | 4.2 | NO | N/A | N/A | N/A | N/A | N/A | 4506849
| Kitchen Range Hoods |  | Broan-NuTone LLC | Broan | ALT130WW | 30 | 0 |  | 3 1/4" X 10" | Horizontal | HS | 0.1 | 210 | 5 | 50.6 | 4.1 | NO | N/A | N/A | N/A | N/A | N/A | 4506849
| Kitchen Range Hoods |  | Broan-NuTone LLC | Broan | ALT130WW | 30 | 0 |  | 3 1/4" X 10" | Vertical | WS | 0.034 | 130 | 1.5 | 25.8 | 5.0 | NO | N/A | N/A | N/A | N/A | N/A | 4506849
| Kitchen Range Hoods |  | Broan-NuTone LLC | Broan | ALT130WW | 30 | 0 |  | 3 1/4" X 10" | Vertical | HS | 0.1 | 220 | 5 | 50.4 | 4.3 | NO | N/A | N/A | N/A | N/A | N/A | 4506849
| Kitchen Range Hoods |  | Broan-NuTone LLC | Broan | ALT130WW | 30 | 0 |  | 7" | Vertical | WS | 0.035 | 140 | 1.5 | 25.8 | 5.4 | NO | N/A | N/A | N/A | N/A | N/A | 4506849
| Kitchen Range Hoods |  | Broan-NuTone LLC | Broan | ALT130WW | 30 | 0 |  | 7" | Vertical | HS | 0.1 | 240 | 5 | 49.9 | 4.8 | NO | N/A | N/A | N/A | N/A | N/A | 4506849
| Kitchen Range Hoods |  | Broan-NuTone LLC | Broan | ALT130WW | 30 | 0 |  | 3 1/4" X 10" | Horizontal | HS | 0.25 | 115 |  |  |  | NO | N/A | N/A | N/A | N/A | N/A | 4506849
| Kitchen Range Hoods |  | Broan-NuTone LLC | Broan | ALT130WW | 30 | 0 |  | 3 1/4" X 10" | Vertical | HS | 0.25 | 125 |  |  |  | NO | N/A | N/A | N/A | N/A | N/A | 4506849
| Kitchen Range Hoods |  | Broan-NuTone LLC | Broan | ALT130WW | 30 | 0 |  | 7" | Vertical | HS | 0.25 | 100 |  |  |  | NO | N/A | N/A | N/A | N/A | N/A | 4506849
| Kitchen Range Hoods |  | Broan-NuTone LLC | Broan | ALT136BL | 30 | 0 |  | 3 1/4" X 10" | Horizontal | WS | 0.029 | 110 | 1.5 | 25.8 | 4.2 | NO | N/A | N/A | N/A | N/A | N/A | 4506850
| Kitchen Range Hoods |  | Broan-NuTone LLC | Broan | ALT136BL | 30 | 0 |  | 3 1/4" X 10" | Horizontal | HS | 0.1 | 210 | 5 | 50.6 | 4.1 | NO | N/A | N/A | N/A | N/A | N/A | 4506850
| Kitchen Range Hoods |  | Broan-NuTone LLC | Broan | ALT136BL | 30 | 0 |  | 3 1/4" X 10" | Vertical | WS | 0.034 | 130 | 1.5 | 25.8 | 5.0 | NO | N/A | N/A | N/A | N/A | N/A | 4506850
| Kitchen Range Hoods |  | Broan-NuTone LLC | Broan | ALT136BL | 30 | 0 |  | 3 1/4" X 10" | Vertical | HS | 0.1 | 220 | 5 | 50.4 | 4.3 | NO | N/A | N/A | N/A | N/A | N/A | 4506850
| Kitchen Range Hoods |  | Broan-NuTone LLC | Broan | ALT136BL | 30 | 0 |  | 7" | Vertical | WS | 0.035 | 140 | 1.5 | 25.8 | 5.4 | NO | N/A | N/A | N/A | N/A | N/A | 4506850
| Kitchen Range Hoods |  | Broan-NuTone LLC | Broan | ALT136BL | 30 | 0 |  | 7" | Vertical | HS | 0.1 | 240 | 5 | 49.9 | 4.8 | NO | N/A | N/A | N/A | N/A | N/A | 4506850
| Kitchen Range Hoods |  | Broan-NuTone LLC | Broan | ALT136BL | 30 | 0 |  | 3 1/4" X 10" | Horizontal | HS | 0.25 | 115 |  |  |  | NO | N/A | N/A | N/A | N/A | N/A | 4506850
| Kitchen Range Hoods |  | Broan-NuTone LLC | Broan | ALT136BL | 30 | 0 |  | 3 1/4" X 10" | Vertical | HS | 0.25 | 125 |  |  |  | NO | N/A | N/A | N/A | N/A | N/A | 4506850
| Kitchen Range Hoods |  | Broan-NuTone LLC | Broan | ALT136BL | 30 | 0 |  | 7" | Vertical | HS | 0.25 | 100 |  |  |  | NO | N/A | N/A | N/A | N/A | N/A | 4506850
| Kitchen Range Hoods |  | Broan-NuTone LLC | Broan | ALT136SS | 30 | 0 |  | 3 1/4" X 10" | Horizontal | WS | 0.029 | 110 | 1.5 | 25.8 | 4.2 | NO | N/A | N/A | N/A | N/A | N/A | 4506851
| Kitchen Range Hoods |  | Broan-NuTone LLC | Broan | ALT136SS | 30 | 0 |  | 3 1/4" X 10" | Horizontal | HS | 0.1 | 210 | 5 | 50.6 | 4.1 | NO | N/A | N/A | N/A | N/A | N/A | 4506851
| Kitchen Range Hoods |  | Broan-NuTone LLC | Broan | ALT136SS | 30 | 0 |  | 3 1/4" X 10" | Vertical | WS | 0.034 | 130 | 1.5 | 25.8 | 5.0 | NO | N/A | N/A | N/A | N/A | N/A | 4506851
| Kitchen Range Hoods |  | Broan-NuTone LLC | Broan | ALT136SS | 30 | 0 |  | 3 1/4" X 10" | Vertical | HS | 0.1 | 220 | 5 | 50.4 | 4.3 | NO | N/A | N/A | N/A | N/A | N/A | 4506851
| Kitchen Range Hoods |  | Broan-NuTone LLC | Broan | ALT136SS | 30 | 0 |  | 7" | Vertical | WS | 0.035 | 140 | 1.5 | 25.8 | 5.4 | NO | N/A | N/A | N/A | N/A | N/A | 4506851
| Kitchen Range Hoods |  | Broan-NuTone LLC | Broan | ALT136SS | 30 | 0 |  | 7" | Vertical | HS | 0.1 | 240 | 5 | 49.9 | 4.8 | NO | N/A | N/A | N/A | N/A | N/A | 4506851
| Kitchen Range Hoods |  | Broan-NuTone LLC | Broan | ALT136SS | 30 | 0 |  | 3 1/4" X 10" | Horizontal | HS | 0.25 | 115 |  |  |  | NO | N/A | N/A | N/A | N/A | N/A | 4506851
| Kitchen Range Hoods |  | Broan-NuTone LLC | Broan | ALT136SS | 30 | 0 |  | 3 1/4" X 10" | Vertical | HS | 0.25 | 125 |  |  |  | NO | N/A | N/A | N/A | N/A | N/A | 4506851
| Kitchen Range Hoods |  | Broan-NuTone LLC | Broan | ALT136SS | 30 | 0 |  | 7" | Vertical | HS | 0.25 | 100 |  |  |  | NO | N/A | N/A | N/A | N/A | N/A | 4506851
| Kitchen Range Hoods |  | Broan-NuTone LLC | Broan | ALT136WW | 30 | 0 |  | 3 1/4" X 10" | Horizontal | WS | 0.029 | 110 | 1.5 | 25.8 | 4.2 | NO | N/A | N/A | N/A | N/A | N/A | 4506852
| Kitchen Range Hoods |  | Broan-NuTone LLC | Broan | ALT136WW | 30 | 0 |  | 3 1/4" X 10" | Horizontal | HS | 0.1 | 210 | 5 | 50.6 | 4.1 | NO | N/A | N/A | N/A | N/A | N/A | 4506852
| Kitchen Range Hoods |  | Broan-NuTone LLC | Broan | ALT136WW | 30 | 0 |  | 3 1/4" X 10" | Vertical | WS | 0.034 | 130 | 1.5 | 25.8 | 5.0 | NO | N/A | N/A | N/A | N/A | N/A | 4506852
| Kitchen Range Hoods |  | Broan-NuTone LLC | Broan | ALT136WW | 30 | 0 |  | 3 1/4" X 10" | Vertical | HS | 0.1 | 220 | 5 | 50.4 | 4.3 | NO | N/A | N/A | N/A | N/A | N/A | 4506852
| Kitchen Range Hoods |  | Broan-NuTone LLC | Broan | ALT136WW | 30 | 0 |  | 7" | Vertical | WS | 0.035 | 140 | 1.5 | 25.8 | 5.4 | NO | N/A | N/A | N/A | N/A | N/A | 4506852
| Kitchen Range Hoods |  | Broan-NuTone LLC | Broan | ALT136WW | 30 | 0 |  | 7" | Vertical | HS | 0.1 | 240 | 5 | 49.9 | 4.8 | NO | N/A | N/A | N/A | N/A | N/A | 4506852
| Kitchen Range Hoods |  | Broan-NuTone LLC | Broan | ALT136WW | 30 | 0 |  | 3 1/4" X 10" | Horizontal | HS | 0.25 | 115 |  |  |  | NO | N/A | N/A | N/A | N/A | N/A | 4506852
| Kitchen Range Hoods |  | Broan-NuTone LLC | Broan | ALT136WW | 30 | 0 |  | 3 1/4" X 10" | Vertical | HS | 0.25 | 125 |  |  |  | NO | N/A | N/A | N/A | N/A | N/A | 4506852
| Kitchen Range Hoods |  | Broan-NuTone LLC | Broan | ALT136WW | 30 | 0 |  | 7" | Vertical | HS | 0.25 | 100 |  |  |  | NO | N/A | N/A | N/A | N/A | N/A | 4506852
| Kitchen Range Hoods | Undercabinet | Broan-NuTone LLC | Broan | ALT2303BLS | 30 | 0 |  | 7" | Vertical | WS | 0.035 | 150 | 2 | 33.3 |  | Yes | N/A | N/A | N/A | N/A | N/A | 4508369
| Kitchen Range Hoods | Undercabinet | Broan-NuTone LLC | Broan | ALT2303BLS | 30 | 0 |  | 7" | Vertical | HS | 0.25 | 140 |  |  |  | Yes | N/A | N/A | N/A | N/A | N/A | 4508369
| Kitchen Range Hoods | Undercabinet | Broan-NuTone LLC | Broan | ALT2303BLS | 30 | 0 |  | 7" | Vertical | HS | 0.1 | 250 | 6 | 80.1 |  | Yes | N/A | N/A | N/A | N/A | N/A | 4508369
| Kitchen Range Hoods | Undercabinet | Broan-NuTone LLC | Broan | ALT2303BLS | 30 | 0 |  | 3 1/4" x 10" | Vertical | WS | 0.03 | 130 | 1.5 | 33.4 |  | Yes | N/A | N/A | N/A | N/A | N/A | 4508369
| Kitchen Range Hoods | Undercabinet | Broan-NuTone LLC | Broan | ALT2303BLS | 30 | 0 |  | 3 1/4" x 10" | Vertical | HS | 0.25 | 160 |  |  |  | Yes | N/A | N/A | N/A | N/A | N/A | 4508369
| Kitchen Range Hoods | Undercabinet | Broan-NuTone LLC | Broan | ALT2303BLS | 30 | 0 |  | 3 1/4" x 10" | Vertical | HS | 0.1 | 240 | 6.5 | 80.5 |  | Yes | N/A | N/A | N/A | N/A | N/A | 4508369
| Kitchen Range Hoods | Undercabinet | Broan-NuTone LLC | Broan | ALT2303BLS | 30 | 0 |  | 3 1/4" x 10" | Horizontal | WS | 0.023 | 110 | 2 | 33.4 |  | Yes | N/A | N/A | N/A | N/A | N/A | 4508369
| Kitchen Range Hoods | Undercabinet | Broan-NuTone LLC | Broan | ALT2303BLS | 30 | 0 |  | 3 1/4" x 10" | Horizontal | HS | 0.25 | 160 |  |  |  | Yes | N/A | N/A | N/A | N/A | N/A | 4508369
| Kitchen Range Hoods | Undercabinet | Broan-NuTone LLC | Broan | ALT2303BLS | 30 | 0 |  | 3 1/4" x 10" | Horizontal | HS | 0.1 | 240 | 7 | 81 |  | Yes | N/A | N/A | N/A | N/A | N/A | 4508369
| Kitchen Range Hoods | Undercabinet | Broan-NuTone LLC | Broan | ALT2303SS | 30 | 0 |  | 7" | Vertical | WS | 0.035 | 150 | 2 | 33.3 |  | Yes | N/A | N/A | N/A | N/A | N/A | 4508370
| Kitchen Range Hoods | Undercabinet | Broan-NuTone LLC | Broan | ALT2303SS | 30 | 0 |  | 7" | Vertical | HS | 0.25 | 140 |  |  |  | Yes | N/A | N/A | N/A | N/A | N/A | 4508370
| Kitchen Range Hoods | Undercabinet | Broan-NuTone LLC | Broan | ALT2303SS | 30 | 0 |  | 7" | Vertical | HS | 0.1 | 250 | 6 | 80.1 |  | Yes | N/A | N/A | N/A | N/A | N/A | 4508370
| Kitchen Range Hoods | Undercabinet | Broan-NuTone LLC | Broan | ALT2303SS | 30 | 0 |  | 3 1/4" x 10" | Vertical | WS | 0.03 | 130 | 1.5 | 33.4 |  | Yes | N/A | N/A | N/A | N/A | N/A | 4508370
| Kitchen Range Hoods | Undercabinet | Broan-NuTone LLC | Broan | ALT2303SS | 30 | 0 |  | 3 1/4" x 10" | Vertical | HS | 0.25 | 160 |  |  |  | Yes | N/A | N/A | N/A | N/A | N/A | 4508370
| Kitchen Range Hoods | Undercabinet | Broan-NuTone LLC | Broan | ALT2303SS | 30 | 0 |  | 3 1/4" x 10" | Vertical | HS | 0.1 | 240 | 6.5 | 80.5 |  | Yes | N/A | N/A | N/A | N/A | N/A | 4508370
| Kitchen Range Hoods | Undercabinet | Broan-NuTone LLC | Broan | ALT2303SS | 30 | 0 |  | 3 1/4" x 10" | Horizontal | WS | 0.023 | 110 | 2 | 33.4 |  | Yes | N/A | N/A | N/A | N/A | N/A | 4508370
| Kitchen Range Hoods | Undercabinet | Broan-NuTone LLC | Broan | ALT2303SS | 30 | 0 |  | 3 1/4" x 10" | Horizontal | HS | 0.25 | 160 |  |  |  | Yes | N/A | N/A | N/A | N/A | N/A | 4508370
| Kitchen Range Hoods | Undercabinet | Broan-NuTone LLC | Broan | ALT2303SS | 30 | 0 |  | 3 1/4" x 10" | Horizontal | HS | 0.1 | 240 | 7 | 81 |  | Yes | N/A | N/A | N/A | N/A | N/A | 4508370
| Kitchen Range Hoods | Undercabinet | Broan-NuTone LLC | Broan | ALT230BL | 30 | 0 |  | 3 1/4" X 10" | Horizontal | WS | 0.025 | 110 | 1.5 | 29.3 | 3.7 | NO | N/A | N/A | N/A | N/A | N/A | 4508041
| Kitchen Range Hoods | Undercabinet | Broan-NuTone LLC | Broan | ALT230BL | 30 | 0 |  | 3 1/4" X 10" | Horizontal | HS | 0.1 | 230 | 6.5 | 63.7 | 3.6 | NO | N/A | N/A | N/A | N/A | N/A | 4508041
| Kitchen Range Hoods | Undercabinet | Broan-NuTone LLC | Broan | ALT230BL | 30 | 0 |  | 3 1/4" X 10" | Vertical | WS | 0.029 | 120 | 1.5 | 29.3 | 4.0 | NO | N/A | N/A | N/A | N/A | N/A | 4508041
| Kitchen Range Hoods | Undercabinet | Broan-NuTone LLC | Broan | ALT230BL | 30 | 0 |  | 3 1/4" X 10" | Vertical | HS | 0.1 | 230 | 6 | 63.5 | 3.6 | NO | N/A | N/A | N/A | N/A | N/A | 4508041
| Kitchen Range Hoods | Undercabinet | Broan-NuTone LLC | Broan | ALT230BL | 30 | 0 |  | 7" | Vertical | WS | 0.031 | 130 | 1.5 | 29.3 | 4.4 | NO | N/A | N/A | N/A | N/A | N/A | 4508041
| Kitchen Range Hoods | Undercabinet | Broan-NuTone LLC | Broan | ALT230BL | 30 | 0 |  | 7" | Vertical | HS | 0.1 | 260 | 5.5 | 62.9 | 4.1 | NO | N/A | N/A | N/A | N/A | N/A | 4508041
| Kitchen Range Hoods | Undercabinet | Broan-NuTone LLC | Broan | ALT230BL | 30 | 0 |  | 3 1/4" X 10" | Horizontal | HS | 0.25 | 150 |  |  |  | NO | N/A | N/A | N/A | N/A | N/A | 4508041
| Kitchen Range Hoods | Undercabinet | Broan-NuTone LLC | Broan | ALT230BL | 30 | 0 |  | 3 1/4" X 10" | Vertical | HS | 0.25 | 140 |  |  |  | NO | N/A | N/A | N/A | N/A | N/A | 4508041
| Kitchen Range Hoods | Undercabinet | Broan-NuTone LLC | Broan | ALT230BL | 30 | 0 |  | 7" | Vertical | HS | 0.25 | 115 |  |  |  | NO | N/A | N/A | N/A | N/A | N/A | 4508041
| Kitchen Range Hoods | Undercabinet | Broan-NuTone LLC | Broan | ALT230BLS | 30 | 0 |  | 3 1/4" X 10" | Horizontal | WS | 0.025 | 110 | 1.5 | 29.3 | 3.7 | NO | N/A | N/A | N/A | N/A | N/A | 4508042
| Kitchen Range Hoods | Undercabinet | Broan-NuTone LLC | Broan | ALT230BLS | 30 | 0 |  | 3 1/4" X 10" | Horizontal | HS | 0.1 | 230 | 6.5 | 63.7 | 3.6 | NO | N/A | N/A | N/A | N/A | N/A | 4508042
| Kitchen Range Hoods | Undercabinet | Broan-NuTone LLC | Broan | ALT230BLS | 30 | 0 |  | 3 1/4" X 10" | Vertical | WS | 0.029 | 120 | 1.5 | 29.3 | 4.0 | NO | N/A | N/A | N/A | N/A | N/A | 4508042
| Kitchen Range Hoods | Undercabinet | Broan-NuTone LLC | Broan | ALT230BLS | 30 | 0 |  | 3 1/4" X 10" | Vertical | HS | 0.1 | 230 | 6 | 63.5 | 3.6 | NO | N/A | N/A | N/A | N/A | N/A | 4508042
| Kitchen Range Hoods | Undercabinet | Broan-NuTone LLC | Broan | ALT230BLS | 30 | 0 |  | 7" | Vertical | WS | 0.031 | 130 | 1.5 | 29.3 | 4.4 | NO | N/A | N/A | N/A | N/A | N/A | 4508042
| Kitchen Range Hoods | Undercabinet | Broan-NuTone LLC | Broan | ALT230BLS | 30 | 0 |  | 7" | Vertical | HS | 0.1 | 260 | 5.5 | 62.9 | 4.1 | NO | N/A | N/A | N/A | N/A | N/A | 4508042
| Kitchen Range Hoods | Undercabinet | Broan-NuTone LLC | Broan | ALT230BLS | 30 | 0 |  | 3 1/4" X 10" | Horizontal | HS | 0.25 | 150 |  |  |  | NO | N/A | N/A | N/A | N/A | N/A | 4508042
| Kitchen Range Hoods | Undercabinet | Broan-NuTone LLC | Broan | ALT230BLS | 30 | 0 |  | 3 1/4" X 10" | Vertical | HS | 0.25 | 140 |  |  |  | NO | N/A | N/A | N/A | N/A | N/A | 4508042
| Kitchen Range Hoods | Undercabinet | Broan-NuTone LLC | Broan | ALT230BLS | 30 | 0 |  | 7" | Vertical | HS | 0.25 | 115 |  |  |  | NO | N/A | N/A | N/A | N/A | N/A | 4508042
| Kitchen Range Hoods | Undercabinet | Broan-NuTone LLC | Broan | ALT230SS | 30 | 0 |  | 3 1/4" X 10" | Horizontal | WS | 0.025 | 110 | 1.5 | 29.3 | 3.7 | NO | N/A | N/A | N/A | N/A | N/A | 4508043
| Kitchen Range Hoods | Undercabinet | Broan-NuTone LLC | Broan | ALT230SS | 30 | 0 |  | 3 1/4" X 10" | Horizontal | HS | 0.1 | 230 | 6.5 | 63.7 | 3.6 | NO | N/A | N/A | N/A | N/A | N/A | 4508043
| Kitchen Range Hoods | Undercabinet | Broan-NuTone LLC | Broan | ALT230SS | 30 | 0 |  | 3 1/4" X 10" | Vertical | WS | 0.029 | 120 | 1.5 | 29.3 | 4.0 | NO | N/A | N/A | N/A | N/A | N/A | 4508043
| Kitchen Range Hoods | Undercabinet | Broan-NuTone LLC | Broan | ALT230SS | 30 | 0 |  | 3 1/4" X 10" | Vertical | HS | 0.1 | 230 | 6 | 63.5 | 3.6 | NO | N/A | N/A | N/A | N/A | N/A | 4508043
| Kitchen Range Hoods | Undercabinet | Broan-NuTone LLC | Broan | ALT230SS | 30 | 0 |  | 7" | Vertical | WS | 0.031 | 130 | 1.5 | 29.3 | 4.4 | NO | N/A | N/A | N/A | N/A | N/A | 4508043
| Kitchen Range Hoods | Undercabinet | Broan-NuTone LLC | Broan | ALT230SS | 30 | 0 |  | 7" | Vertical | HS | 0.1 | 260 | 5.5 | 62.9 | 4.1 | NO | N/A | N/A | N/A | N/A | N/A | 4508043
| Kitchen Range Hoods | Undercabinet | Broan-NuTone LLC | Broan | ALT230SS | 30 | 0 |  | 3 1/4" X 10" | Horizontal | HS | 0.25 | 150 |  |  |  | NO | N/A | N/A | N/A | N/A | N/A | 4508043
| Kitchen Range Hoods | Undercabinet | Broan-NuTone LLC | Broan | ALT230SS | 30 | 0 |  | 3 1/4" X 10" | Vertical | HS | 0.25 | 140 |  |  |  | NO | N/A | N/A | N/A | N/A | N/A | 4508043
| Kitchen Range Hoods | Undercabinet | Broan-NuTone LLC | Broan | ALT230SS | 30 | 0 |  | 7" | Vertical | HS | 0.25 | 115 |  |  |  | NO | N/A | N/A | N/A | N/A | N/A | 4508043
| Kitchen Range Hoods | Undercabinet | Broan-NuTone LLC | Broan | ALT230WW | 30 | 0 |  | 7" | Vertical | HS | 0.1 | 260 | 5.5 | 62.9 | 4.1 | NO | N/A | N/A | N/A | N/A | N/A | 4508040
| Kitchen Range Hoods | Undercabinet | Broan-NuTone LLC | Broan | ALT230WW | 30 | 0 |  | 7" | Vertical | WS | 0.031 | 130 | 1.5 | 29.3 | 4.4 | NO | N/A | N/A | N/A | N/A | N/A | 4508040
| Kitchen Range Hoods | Undercabinet | Broan-NuTone LLC | Broan | ALT230WW | 30 | 0 |  | 3 1/4" X 10" | Vertical | HS | 0.1 | 230 | 6 | 63.5 | 3.6 | NO | N/A | N/A | N/A | N/A | N/A | 4508040
| Kitchen Range Hoods | Undercabinet | Broan-NuTone LLC | Broan | ALT230WW | 30 | 0 |  | 3 1/4" X 10" | Vertical | WS | 0.029 | 120 | 1.5 | 29.3 | 4.0 | NO | N/A | N/A | N/A | N/A | N/A | 4508040
| Kitchen Range Hoods | Undercabinet | Broan-NuTone LLC | Broan | ALT230WW | 30 | 0 |  | 3 1/4" X 10" | Horizontal | HS | 0.1 | 230 | 6.5 | 63.7 | 3.6 | NO | N/A | N/A | N/A | N/A | N/A | 4508040
| Kitchen Range Hoods | Undercabinet | Broan-NuTone LLC | Broan | ALT230WW | 30 | 0 |  | 3 1/4" X 10" | Horizontal | WS | 0.025 | 110 | 1.5 | 29.3 | 3.7 | NO | N/A | N/A | N/A | N/A | N/A | 4508040
| Kitchen Range Hoods | Undercabinet | Broan-NuTone LLC | Broan | ALT230WW | 30 | 0 |  | 7" | Vertical | HS | 0.25 | 115 |  |  |  | NO | N/A | N/A | N/A | N/A | N/A | 4508040
| Kitchen Range Hoods | Undercabinet | Broan-NuTone LLC | Broan | ALT230WW | 30 | 0 |  | 3 1/4" X 10" | Vertical | HS | 0.25 | 140 |  |  |  | NO | N/A | N/A | N/A | N/A | N/A | 4508040
| Kitchen Range Hoods | Undercabinet | Broan-NuTone LLC | Broan | ALT230WW | 30 | 0 |  | 3 1/4" X 10" | Horizontal | HS | 0.25 | 150 |  |  |  | NO | N/A | N/A | N/A | N/A | N/A | 4508040
| Kitchen Range Hoods | Undercabinet | Broan-NuTone LLC | Broan | ALT3304SS | 30 | 0 |  | 3 1/4" x 10" | Horizontal | HS | 0.25 | 390 |  | 144 |  | Yes | N/A | N/A | N/A | N/A | N/A | 4508495
| Kitchen Range Hoods | Undercabinet | Broan-NuTone LLC | Broan | ALT3304SS | 30 | 0 |  | 3 1/4" x 10" | Vertical | HS | 0.25 | 350 |  | 139 |  | Yes | N/A | N/A | N/A | N/A | N/A | 4508495
| Kitchen Range Hoods | Undercabinet | Broan-NuTone LLC | Broan | ALT3304SS | 30 | 0 |  | 3 1/4" x 10" | Vertical | WS | 0.017 | 160 | 1.3 | 43.1 |  | Yes | N/A | N/A | N/A | N/A | N/A | 4508495
| Kitchen Range Hoods | Undercabinet | Broan-NuTone LLC | Broan | ALT3304SS | 30 | 0 |  | 7" | Vertical | HS | 0.25 | 340 |  | 140 |  | Yes | N/A | N/A | N/A | N/A | N/A | 4508495
| Kitchen Range Hoods | Undercabinet | Broan-NuTone LLC | Broan | ALT3304SS | 30 | 0 |  | 3 1/4" x 10" | Horizontal | WS | 0.015 | 160 | 1.2 | 42.9 |  | Yes | N/A | N/A | N/A | N/A | N/A | 4508495
| Kitchen Range Hoods | Undercabinet | Broan-NuTone LLC | Broan | ALT3304SS | 30 | 0 |  | 7" | Vertical | WS | 0.018 | 160 | 1.1 | 43.1 |  | Yes | N/A | N/A | N/A | N/A | N/A | 4508495
| Kitchen Range Hoods | Undercabinet | Broan-NuTone LLC | Broan | ALT3304SS | 30 | 0 |  | 7" | Vertical | HS | 0.1 | 380 | 7 | 145 |  | Yes | N/A | N/A | N/A | N/A | N/A | 4508495
| Kitchen Range Hoods | Undercabinet | Broan-NuTone LLC | Broan | ALT3304SS | 30 | 0 |  | 3 1/4" x 10" | Vertical | HS | 0.1 | 390 | 7.5 | 143 |  | Yes | N/A | N/A | N/A | N/A | N/A | 4508495
| Kitchen Range Hoods | Undercabinet | Broan-NuTone LLC | Broan | ALT3304SS | 30 | 0 |  | 3 1/4" x 10" | Horizontal | HS | 0.1 | 420 | 6.5 | 146 |  | Yes | N/A | N/A | N/A | N/A | N/A | 4508495
| Kitchen Range Hoods | Undercabinet | Broan-NuTone LLC | Broan | ALT3304WW | 30 | 0 |  | 3 1/4" x 10" | Horizontal | HS | 0.25 | 390 |  | 144 |  | Yes | N/A | N/A | N/A | N/A | N/A | 4508500
| Kitchen Range Hoods | Undercabinet | Broan-NuTone LLC | Broan | ALT3304WW | 30 | 0 |  | 3 1/4" x 10" | Vertical | HS | 0.25 | 350 |  | 139 |  | Yes | N/A | N/A | N/A | N/A | N/A | 4508500
| Kitchen Range Hoods | Undercabinet | Broan-NuTone LLC | Broan | ALT3304WW | 30 | 0 |  | 7" | Vertical | HS | 0.25 | 340 |  | 140 |  | Yes | N/A | N/A | N/A | N/A | N/A | 4508500
| Kitchen Range Hoods | Undercabinet | Broan-NuTone LLC | Broan | ALT3304WW | 30 | 0 |  | 3 1/4" x 10" | Horizontal | WS | 0.015 | 160 | 1.2 | 42.9 |  | Yes | N/A | N/A | N/A | N/A | N/A | 4508500
| Kitchen Range Hoods | Undercabinet | Broan-NuTone LLC | Broan | ALT3304WW | 30 | 0 |  | 3 1/4" x 10" | Vertical | WS | 0.017 | 160 | 1.3 | 43.1 |  | Yes | N/A | N/A | N/A | N/A | N/A | 4508500
| Kitchen Range Hoods | Undercabinet | Broan-NuTone LLC | Broan | ALT3304WW | 30 | 0 |  | 7" | Vertical | WS | 0.018 | 160 | 1.1 | 43.1 |  | Yes | N/A | N/A | N/A | N/A | N/A | 4508500
| Kitchen Range Hoods | Undercabinet | Broan-NuTone LLC | Broan | ALT3304WW | 30 | 0 |  | 7" | Vertical | HS | 0.1 | 380 | 7 | 145 |  | Yes | N/A | N/A | N/A | N/A | N/A | 4508500
| Kitchen Range Hoods | Undercabinet | Broan-NuTone LLC | Broan | ALT3304WW | 30 | 0 |  | 3 1/4" x 10" | Vertical | HS | 0.1 | 390 | 7.5 | 143 |  | Yes | N/A | N/A | N/A | N/A | N/A | 4508500
| Kitchen Range Hoods | Undercabinet | Broan-NuTone LLC | Broan | ALT3304WW | 30 | 0 |  | 3 1/4" x 10" | Horizontal | HS | 0.1 | 420 | 6.5 | 146 |  | Yes | N/A | N/A | N/A | N/A | N/A | 4508500
| Kitchen Range Hoods | Undercabinet | Broan-NuTone LLC | Broan | ALT330SS | 30 | 0 |  | 7" | Vertical | HS | 0.1 | 370 | 5.5 | 127 | 2.9 | NO | N/A | N/A | N/A | N/A | N/A | 4507943
| Kitchen Range Hoods | Undercabinet | Broan-NuTone LLC | Broan | ALT330SS | 30 | 0 |  | 7" | Vertical | WS | 0.017 | 140 | 0.4 | 34.1 | 4.1 | NO | N/A | N/A | N/A | N/A | N/A | 4507943
| Kitchen Range Hoods | Undercabinet | Broan-NuTone LLC | Broan | ALT330SS | 30 | 0 |  | 3 1/4" X 10" | Vertical | HS | 0.1 | 360 | 6 | 128 | 2.8 | NO | N/A | N/A | N/A | N/A | N/A | 4507943
| Kitchen Range Hoods | Undercabinet | Broan-NuTone LLC | Broan | ALT330SS | 30 | 0 |  | 3 1/4" X 10" | Vertical | WS | 0.016 | 140 | 0.4 | 34.2 | 4.0 | NO | N/A | N/A | N/A | N/A | N/A | 4507943
| Kitchen Range Hoods | Undercabinet | Broan-NuTone LLC | Broan | ALT330SS | 30 | 0 |  | 3 1/4" X 10" | Horizontal | HS | 0.1 | 400 | 5.5 | 130 | 3.0 | NO | N/A | N/A | N/A | N/A | N/A | 4507943
| Kitchen Range Hoods | Undercabinet | Broan-NuTone LLC | Broan | ALT330SS | 30 | 0 |  | 3 1/4" X 10" | Horizontal | WS | 0.013 | 150 | 0.4 | 34.3 | 4.3 | NO | N/A | N/A | N/A | N/A | N/A | 4507943
| Kitchen Range Hoods | Undercabinet | Broan-NuTone LLC | Broan | ALT330SS | 30 | 0 |  | 7" | Vertical | HS | 0.25 | 320 |  |  |  | NO | N/A | N/A | N/A | N/A | N/A | 4507943
| Kitchen Range Hoods | Undercabinet | Broan-NuTone LLC | Broan | ALT330SS | 30 | 0 |  | 3 1/4" X 10" | Vertical | HS | 0.25 | 310 |  |  |  | NO | N/A | N/A | N/A | N/A | N/A | 4507943
| Kitchen Range Hoods | Undercabinet | Broan-NuTone LLC | Broan | ALT330SS | 30 | 0 |  | 3 1/4" X 10" | Horizontal | HS | 0.25 | 340 |  |  |  | NO | N/A | N/A | N/A | N/A | N/A | 4507943
| Kitchen Range Hoods | Undercabinet | Broan-NuTone LLC | Broan | ALT336SS | 36 | 0 |  | 3 1/4" X 10" | Horizontal | WS | 0.013 | 150 | 0.4 | 34.3 | 4.3 | NO | N/A | N/A | N/A | N/A | N/A | 4507944
| Kitchen Range Hoods | Undercabinet | Broan-NuTone LLC | Broan | ALT336SS | 36 | 0 |  | 3 1/4" X 10" | Horizontal | HS | 0.1 | 400 | 5.5 | 130 | 3.0 | NO | N/A | N/A | N/A | N/A | N/A | 4507944
| Kitchen Range Hoods | Undercabinet | Broan-NuTone LLC | Broan | ALT336SS | 36 | 0 |  | 3 1/4" X 10" | Vertical | WS | 0.016 | 140 | 0.4 | 34.2 | 4.0 | NO | N/A | N/A | N/A | N/A | N/A | 4507944
| Kitchen Range Hoods | Undercabinet | Broan-NuTone LLC | Broan | ALT336SS | 36 | 0 |  | 3 1/4" X 10" | Vertical | HS | 0.1 | 360 | 6 | 128 | 2.8 | NO | N/A | N/A | N/A | N/A | N/A | 4507944
| Kitchen Range Hoods | Undercabinet | Broan-NuTone LLC | Broan | ALT336SS | 36 | 0 |  | 7" | Vertical | WS | 0.017 | 140 | 0.4 | 34.1 | 4.1 | NO | N/A | N/A | N/A | N/A | N/A | 4507944
| Kitchen Range Hoods | Undercabinet | Broan-NuTone LLC | Broan | ALT336SS | 36 | 0 |  | 7" | Vertical | HS | 0.1 | 370 | 5.5 | 127 | 2.9 | NO | N/A | N/A | N/A | N/A | N/A | 4507944
| Kitchen Range Hoods | Undercabinet | Broan-NuTone LLC | Broan | ALT336SS | 36 | 0 |  | 7" | Vertical | HS | 0.25 | 320 |  |  |  | NO | N/A | N/A | N/A | N/A | N/A | 4507944
| Kitchen Range Hoods | Undercabinet | Broan-NuTone LLC | Broan | ALT336SS | 36 | 0 |  | 3 1/4" X 10" | Horizontal | HS | 0.25 | 340 |  |  |  | NO | N/A | N/A | N/A | N/A | N/A | 4507944
| Kitchen Range Hoods | Undercabinet | Broan-NuTone LLC | Broan | ALT336SS | 36 | 0 |  | 3 1/4" X 10" | Vertical | HS | 0.25 | 310 |  |  |  | NO | N/A | N/A | N/A | N/A | N/A | 4507944
| Kitchen Range Hoods | Undercabinet | Broan-NuTone LLC | Broan | ALT4306SS | 30 | 0 |  | 7" | Vertical Exhaust | WS | 0.015 | 160 | 1.5 | 51.6 |  | Yes | N/A | N/A | N/A | N/A | N/A | 4508508
| Kitchen Range Hoods | Undercabinet | Broan-NuTone LLC | Broan | ALT4306SS | 30 | 0 |  | 3 1/4" x 14" | Vertical Exhaust | HS | 0.1 | 450 | 8.5 | 174 |  | Yes | N/A | N/A | N/A | N/A | N/A | 4508508
| Kitchen Range Hoods | Undercabinet | Broan-NuTone LLC | Broan | ALT4306SS | 30 | 0 |  | 7" | Vertical Exhaust | HS | 0.1 | 410 | 8.5 | 171 |  | Yes | N/A | N/A | N/A | N/A | N/A | 4508508
| Kitchen Range Hoods | Undercabinet | Broan-NuTone LLC | Broan | ALT4306SS | 30 | 0 |  | 7" | Vertical Exhaust | HS | 0.25 | 360 |  | 166 |  | Yes | N/A | N/A | N/A | N/A | N/A | 4508508
| Kitchen Range Hoods | Undercabinet | Broan-NuTone LLC | Broan | ALT4306SS | 30 | 0 |  | 3 1/4" x 14" | Horizontal Exhaust | HS | 0.1 | 570 | 8.5 | 191 |  | Yes | N/A | N/A | N/A | N/A | N/A | 4508508
| Kitchen Range Hoods | Undercabinet | Broan-NuTone LLC | Broan | ALT4306SS | 30 | 0 |  | 3 1/4" x 14" | Horizontal Exhaust | HS | 0.25 | 520 |  | 185 |  | Yes | N/A | N/A | N/A | N/A | N/A | 4508508
| Kitchen Range Hoods | Undercabinet | Broan-NuTone LLC | Broan | ALT4306SS | 30 | 0 |  | 3 1/4" x 14" | Horizontal Exhaust | WS | 0.011 | 190 | 0.8 | 52 |  | Yes | N/A | N/A | N/A | N/A | N/A | 4508508
| Kitchen Range Hoods | Undercabinet | Broan-NuTone LLC | Broan | ALT4306SS | 30 | 0 |  | 3 1/4" x 14" | Vertical Exhaust | HS | 0.25 | 390 |  | 168 |  | Yes | N/A | N/A | N/A | N/A | N/A | 4508508
| Kitchen Range Hoods | Undercabinet | Broan-NuTone LLC | Broan | ALT4306SS | 30 | 0 |  | 3 1/4" x 14" | Vertical Exhaust | WS | 0.013 | 160 | 1.4 | 51.8 |  | Yes | N/A | N/A | N/A | N/A | N/A | 4508508
| Kitchen Range Hoods | Undercabinet | Broan-NuTone LLC | Broan | ALT4306SS | 30 | 0 |  | 3 1/4" x 10" | Vertical Exhaust | HS | 0.1 | 400 | 8.5 | 168 |  | Yes | N/A | N/A | N/A | N/A | N/A | 4508508
| Kitchen Range Hoods | Undercabinet | Broan-NuTone LLC | Broan | ALT4306SS | 30 | 0 |  | 3 1/4" x 10" | Vertical Exhaust | HS | 0.25 | 350 |  | 164 |  | Yes | N/A | N/A | N/A | N/A | N/A | 4508508
| Kitchen Range Hoods | Undercabinet | Broan-NuTone LLC | Broan | ALT4306SS | 30 | 0 |  | 3 1/4" x 10" | Vertical Exhaust | WS | 0.016 | 160 | 1.5 | 51.8 |  | Yes | N/A | N/A | N/A | N/A | N/A | 4508508
| Kitchen Range Hoods | Undercabinet | Broan-NuTone LLC | Broan | ALT4306SS | 30 | 0 |  | 3 1/4" x 10" | Horizontal Exhaust | WS | 0.015 | 170 | 1.5 | 51.7 |  | Yes | N/A | N/A | N/A | N/A | N/A | 4508508
| Kitchen Range Hoods | Undercabinet | Broan-NuTone LLC | Broan | ALT4306SS | 30 | 0 |  | 3 1/4" x 10" | Horizontal Exhaust | HS | 0.1 | 480 | 8.5 | 178 |  | Yes | N/A | N/A | N/A | N/A | N/A | 4508508
| Kitchen Range Hoods | Undercabinet | Broan-NuTone LLC | Broan | ALT4306SS | 30 | 0 |  | 3 1/4" x 10" | Horizontal Exhaust | HS | 0.25 | 440 |  | 173 |  | Yes | N/A | N/A | N/A | N/A | N/A | 4508508
| Kitchen Range Hoods | Undercabinet | Broan-NuTone LLC | Broan | ALT430SS | 30 | 0 |  | 3 1/4" X 14" | Horizontal | HS | 0.1 | 480 | 7 | 201 | 2.3 | NO | N/A | N/A | N/A | N/A | N/A | 4507939
| Kitchen Range Hoods | Undercabinet | Broan-NuTone LLC | Broan | ALT430SS | 30 | 0 |  | 3 1/4" X 14" | Horizontal | WS | 0.006 | 110 | <0.3 | 32.9 | 3.3 | NO | N/A | N/A | N/A | N/A | N/A | 4507939
| Kitchen Range Hoods | Undercabinet | Broan-NuTone LLC | Broan | ALT430SS | 30 | 0 |  | 7" | Vertical | HS | 0.1 | 390 | 7 | 194 | 2.0 | NO | N/A | N/A | N/A | N/A | N/A | 4507939
| Kitchen Range Hoods | Undercabinet | Broan-NuTone LLC | Broan | ALT430SS | 30 | 0 |  | 7" | Vertical | WS | 0.009 | 120 | <0.3 | 32.9 | 3.6 | NO | N/A | N/A | N/A | N/A | N/A | 4507939
| Kitchen Range Hoods | Undercabinet | Broan-NuTone LLC | Broan | ALT430SS | 30 | 0 |  | 3 1/4" X 14" | Vertical | HS | 0.1 | 420 | 7 | 196 | 2.1 | NO | N/A | N/A | N/A | N/A | N/A | 4507939
| Kitchen Range Hoods | Undercabinet | Broan-NuTone LLC | Broan | ALT430SS | 30 | 0 |  | 3 1/4" X 14" | Vertical | WS | 0.009 | 120 | <0.3 | 32.8 | 3.6 | NO | N/A | N/A | N/A | N/A | N/A | 4507939
| Kitchen Range Hoods | Undercabinet | Broan-NuTone LLC | Broan | ALT430SS | 30 | 0 |  | 3 1/4" X 10" | Vertical | HS | 0.1 | 380 | 7 | 193 | 1.9 | NO | N/A | N/A | N/A | N/A | N/A | 4507939
| Kitchen Range Hoods | Undercabinet | Broan-NuTone LLC | Broan | ALT430SS | 30 | 0 |  | 3 1/4" X 10" | Vertical | WS | 0.009 | 110 | <0.3 | 33 | 3.3 | NO | N/A | N/A | N/A | N/A | N/A | 4507939
| Kitchen Range Hoods | Undercabinet | Broan-NuTone LLC | Broan | ALT430SS | 30 | 0 |  | 3 1/4" X 10" | Horizontal | HS | 0.1 | 430 | 7 | 198 | 2.1 | NO | N/A | N/A | N/A | N/A | N/A | 4507939
| Kitchen Range Hoods | Undercabinet | Broan-NuTone LLC | Broan | ALT430SS | 30 | 0 |  | 3 1/4" X 10" | Horizontal | WS | 0.007 | 110 | <0.3 | 32.9 | 3.3 | NO | N/A | N/A | N/A | N/A | N/A | 4507939
| Kitchen Range Hoods | Undercabinet | Broan-NuTone LLC | Broan | ALT430SS | 30 | 0 |  | 3 1/4" X 14" | Horizontal | HS | 0.25 | 430 |  |  |  | NO | N/A | N/A | N/A | N/A | N/A | 4507939
| Kitchen Range Hoods | Undercabinet | Broan-NuTone LLC | Broan | ALT430SS | 30 | 0 |  | 7" | Vertical | HS | 0.25 | 350 |  |  |  | NO | N/A | N/A | N/A | N/A | N/A | 4507939
| Kitchen Range Hoods | Undercabinet | Broan-NuTone LLC | Broan | ALT430SS | 30 | 0 |  | 3 1/4" X 14" | Vertical | HS | 0.25 | 370 |  |  |  | NO | N/A | N/A | N/A | N/A | N/A | 4507939
| Kitchen Range Hoods | Undercabinet | Broan-NuTone LLC | Broan | ALT430SS | 30 | 0 |  | 3 1/4" X 10" | Vertical | HS | 0.25 | 340 |  |  |  | NO | N/A | N/A | N/A | N/A | N/A | 4507939
| Kitchen Range Hoods | Undercabinet | Broan-NuTone LLC | Broan | ALT430SS | 30 | 0 |  | 3 1/4" X 10" | Horizontal | HS | 0.25 | 380 |  |  |  | NO | N/A | N/A | N/A | N/A | N/A | 4507939
| Kitchen Range Hoods | Undercabinet | Broan-NuTone LLC | Broan | ALT436SS | 36 | 0 |  | 3 1/4" X 10" | Horizontal | WS | 0.007 | 110 | <0.3 | 32.9 | 3.3 | NO | N/A | N/A | N/A | N/A | N/A | 4507940
| Kitchen Range Hoods | Undercabinet | Broan-NuTone LLC | Broan | ALT436SS | 36 | 0 |  | 3 1/4" X 10" | Horizontal | HS | 0.1 | 430 | 7 | 198 | 2.1 | NO | N/A | N/A | N/A | N/A | N/A | 4507940
| Kitchen Range Hoods | Undercabinet | Broan-NuTone LLC | Broan | ALT436SS | 36 | 0 |  | 3 1/4" X 10" | Vertical | WS | 0.009 | 110 | <0.3 | 33 | 3.3 | NO | N/A | N/A | N/A | N/A | N/A | 4507940
| Kitchen Range Hoods | Undercabinet | Broan-NuTone LLC | Broan | ALT436SS | 36 | 0 |  | 3 1/4" X 10" | Vertical | HS | 0.1 | 380 | 7 | 193 | 1.9 | NO | N/A | N/A | N/A | N/A | N/A | 4507940
| Kitchen Range Hoods | Undercabinet | Broan-NuTone LLC | Broan | ALT436SS | 36 | 0 |  | 3 1/4" X 14" | Vertical | WS | 0.009 | 120 | <0.3 | 32.8 | 3.6 | NO | N/A | N/A | N/A | N/A | N/A | 4507940
| Kitchen Range Hoods | Undercabinet | Broan-NuTone LLC | Broan | ALT436SS | 36 | 0 |  | 3 1/4" X 14" | Vertical | HS | 0.1 | 420 | 7 | 196 | 2.1 | NO | N/A | N/A | N/A | N/A | N/A | 4507940
| Kitchen Range Hoods | Undercabinet | Broan-NuTone LLC | Broan | ALT436SS | 36 | 0 |  | 7" | Vertical | WS | 0.009 | 120 | <0.3 | 32.9 | 3.6 | NO | N/A | N/A | N/A | N/A | N/A | 4507940
| Kitchen Range Hoods | Undercabinet | Broan-NuTone LLC | Broan | ALT436SS | 36 | 0 |  | 7" | Vertical | HS | 0.1 | 390 | 7 | 194 | 2.0 | NO | N/A | N/A | N/A | N/A | N/A | 4507940
| Kitchen Range Hoods | Undercabinet | Broan-NuTone LLC | Broan | ALT436SS | 36 | 0 |  | 3 1/4" X 14" | Horizontal | WS | 0.006 | 110 | <0.3 | 32.9 | 3.3 | NO | N/A | N/A | N/A | N/A | N/A | 4507940
| Kitchen Range Hoods | Undercabinet | Broan-NuTone LLC | Broan | ALT436SS | 36 | 0 |  | 3 1/4" X 14" | Horizontal | HS | 0.1 | 480 | 7 | 201 | 2.3 | NO | N/A | N/A | N/A | N/A | N/A | 4507940
| Kitchen Range Hoods | Undercabinet | Broan-NuTone LLC | Broan | ALT436SS | 36 | 0 |  | 3 1/4" X 10" | Horizontal | HS | 0.25 | 380 |  |  |  | NO | N/A | N/A | N/A | N/A | N/A | 4507940
| Kitchen Range Hoods | Undercabinet | Broan-NuTone LLC | Broan | ALT436SS | 36 | 0 |  | 3 1/4" X 10" | Vertical | HS | 0.25 | 340 |  |  |  | NO | N/A | N/A | N/A | N/A | N/A | 4507940
| Kitchen Range Hoods | Undercabinet | Broan-NuTone LLC | Broan | ALT436SS | 36 | 0 |  | 3 1/4" X 14" | Vertical | HS | 0.25 | 370 |  |  |  | NO | N/A | N/A | N/A | N/A | N/A | 4507940
| Kitchen Range Hoods | Undercabinet | Broan-NuTone LLC | Broan | ALT436SS | 36 | 0 |  | 7" | Vertical | HS | 0.25 | 350 |  |  |  | NO | N/A | N/A | N/A | N/A | N/A | 4507940
| Kitchen Range Hoods | Undercabinet | Broan-NuTone LLC | Broan | ALT436SS | 36 | 0 |  | 3 1/4" X 14" | Horizontal | HS | 0.25 | 430 |  |  |  | NO | N/A | N/A | N/A | N/A | N/A | 4507940
| Kitchen Range Hoods | Undercabinet | Broan-NuTone LLC | Broan | AMG03RSS | 30 | 0 |  | 7" | Vertical | HS | 0.25 | 140 |  |  |  | Yes | N/A | N/A | N/A | N/A | N/A | 4508528
| Kitchen Range Hoods | Undercabinet | Broan-NuTone LLC | Broan | AMG03RSS | 30 | 0 |  | 7" | Vertical | WS | 0.035 | 150 | 2 | 33.3 |  | Yes | N/A | N/A | N/A | N/A | N/A | 4508528
| Kitchen Range Hoods | Undercabinet | Broan-NuTone LLC | Broan | AMG03RSS | 30 | 0 |  | 3 1/4" x 10" | Vertical | WS | 0.03 | 130 | 1.5 | 33.4 |  | Yes | N/A | N/A | N/A | N/A | N/A | 4508528
| Kitchen Range Hoods | Undercabinet | Broan-NuTone LLC | Broan | AMG03RSS | 30 | 0 |  | 7" | Vertical | HS | 0.1 | 250 | 6 | 80.1 |  | Yes | N/A | N/A | N/A | N/A | N/A | 4508528
| Kitchen Range Hoods | Undercabinet | Broan-NuTone LLC | Broan | AMG03RSS | 30 | 0 |  | 3 1/4" x 10" | Horizontal | HS | 0.25 | 160 |  |  |  | Yes | N/A | N/A | N/A | N/A | N/A | 4508528
| Kitchen Range Hoods | Undercabinet | Broan-NuTone LLC | Broan | AMG03RSS | 30 | 0 |  | 3 1/4" x 10" | Horizontal | WS | 0.023 | 110 | 2 | 33.4 |  | Yes | N/A | N/A | N/A | N/A | N/A | 4508528
| Kitchen Range Hoods | Undercabinet | Broan-NuTone LLC | Broan | AMG03RSS | 30 | 0 |  | 3 1/4" x 10" | Vertical | HS | 0.25 | 160 |  |  |  | Yes | N/A | N/A | N/A | N/A | N/A | 4508528
| Kitchen Range Hoods | Undercabinet | Broan-NuTone LLC | Broan | AMG03RSS | 30 | 0 |  | 3 1/4" x 10" | Vertical | HS | 0.1 | 240 | 6.5 | 80.5 |  | Yes | N/A | N/A | N/A | N/A | N/A | 4508528
| Kitchen Range Hoods | Undercabinet | Broan-NuTone LLC | Broan | AMG03RSS | 30 | 0 |  | 3 1/4" x 10" | Horizontal | HS | 0.1 | 240 | 7 | 81 |  | Yes | N/A | N/A | N/A | N/A | N/A | 4508528
| Kitchen Range Hoods | Undercabinet | Broan-NuTone LLC | Broan | AMG03RWW | 30 | 0 |  | 7" | Vertical | HS | 0.25 | 140 |  |  |  | Yes | N/A | N/A | N/A | N/A | N/A | 4508529
| Kitchen Range Hoods | Undercabinet | Broan-NuTone LLC | Broan | AMG03RWW | 30 | 0 |  | 7" | Vertical | WS | 0.035 | 150 | 2 | 33.3 |  | Yes | N/A | N/A | N/A | N/A | N/A | 4508529
| Kitchen Range Hoods | Undercabinet | Broan-NuTone LLC | Broan | AMG03RWW | 30 | 0 |  | 3 1/4" x 10" | Vertical | HS | 0.25 | 160 |  |  |  | Yes | N/A | N/A | N/A | N/A | N/A | 4508529
| Kitchen Range Hoods | Undercabinet | Broan-NuTone LLC | Broan | AMG03RWW | 30 | 0 |  | 3 1/4" x 10" | Vertical | WS | 0.03 | 130 | 1.5 | 33.4 |  | Yes | N/A | N/A | N/A | N/A | N/A | 4508529
| Kitchen Range Hoods | Undercabinet | Broan-NuTone LLC | Broan | AMG03RWW | 30 | 0 |  | 3 1/4" x 10" | Vertical | HS | 0.1 | 240 | 6.5 | 80.5 |  | Yes | N/A | N/A | N/A | N/A | N/A | 4508529
| Kitchen Range Hoods | Undercabinet | Broan-NuTone LLC | Broan | AMG03RWW | 30 | 0 |  | 7" | Vertical | HS | 0.1 | 250 | 6 | 80.1 |  | Yes | N/A | N/A | N/A | N/A | N/A | 4508529
| Kitchen Range Hoods | Undercabinet | Broan-NuTone LLC | Broan | AMG03RWW | 30 | 0 |  | 3 1/4" x 10" | Horizontal | HS | 0.25 | 160 |  |  |  | Yes | N/A | N/A | N/A | N/A | N/A | 4508529
| Kitchen Range Hoods | Undercabinet | Broan-NuTone LLC | Broan | AMG03RWW | 30 | 0 |  | 3 1/4" x 10" | Horizontal | WS | 0.023 | 110 | 2 | 33.4 |  | Yes | N/A | N/A | N/A | N/A | N/A | 4508529
| Kitchen Range Hoods | Undercabinet | Broan-NuTone LLC | Broan | AMG03RWW | 30 | 0 |  | 3 1/4" x 10" | Horizontal | HS | 0.1 | 240 | 7 | 81 |  | Yes | N/A | N/A | N/A | N/A | N/A | 4508529
| Kitchen Range Hoods | Undercabinet | Broan-NuTone LLC | Broan | AMG63RSS | 36 | 0 |  | 7" | Vertical | HS | 0.25 | 140 |  |  |  | Yes | N/A | N/A | N/A | N/A | N/A | 4508530
| Kitchen Range Hoods | Undercabinet | Broan-NuTone LLC | Broan | AMG63RSS | 36 | 0 |  | 7" | Vertical | WS | 0.035 | 150 | 2 | 33.3 |  | Yes | N/A | N/A | N/A | N/A | N/A | 4508530
| Kitchen Range Hoods | Undercabinet | Broan-NuTone LLC | Broan | AMG63RSS | 36 | 0 |  | 3 1/4" x 10" | Horizontal | HS | 0.25 | 160 |  |  |  | Yes | N/A | N/A | N/A | N/A | N/A | 4508530
| Kitchen Range Hoods | Undercabinet | Broan-NuTone LLC | Broan | AMG63RSS | 36 | 0 |  | 3 1/4" x 10" | Horizontal | WS | 0.023 | 110 | 2 | 33.4 |  | Yes | N/A | N/A | N/A | N/A | N/A | 4508530
| Kitchen Range Hoods | Undercabinet | Broan-NuTone LLC | Broan | AMG63RSS | 36 | 0 |  | 3 1/4" x 10" | Vertical | HS | 0.25 | 160 |  |  |  | Yes | N/A | N/A | N/A | N/A | N/A | 4508530
| Kitchen Range Hoods | Undercabinet | Broan-NuTone LLC | Broan | AMG63RSS | 36 | 0 |  | 3 1/4" x 10" | Vertical | WS | 0.03 | 130 | 1.5 | 33.4 |  | Yes | N/A | N/A | N/A | N/A | N/A | 4508530
| Kitchen Range Hoods | Undercabinet | Broan-NuTone LLC | Broan | AMG63RSS | 36 | 0 |  | 3 1/4" x 10" | Vertical | HS | 0.1 | 240 | 6.5 | 80.5 |  | Yes | N/A | N/A | N/A | N/A | N/A | 4508530
| Kitchen Range Hoods | Undercabinet | Broan-NuTone LLC | Broan | AMG63RSS | 36 | 0 |  | 7" | Vertical | HS | 0.1 | 250 | 6 | 80.1 |  | Yes | N/A | N/A | N/A | N/A | N/A | 4508530
| Kitchen Range Hoods | Undercabinet | Broan-NuTone LLC | Broan | AMG63RSS | 36 | 0 |  | 3 1/4" x 10" | Horizontal | HS | 0.1 | 240 | 7 | 81 |  | Yes | N/A | N/A | N/A | N/A | N/A | 4508530
| Kitchen Range Hoods | Undercabinet | Broan-NuTone LLC | Broan | AMM03RSS | 30 | 0 |  | 7" | Vertical | HS | 0.25 | 140 |  |  |  | Yes | N/A | N/A | N/A | N/A | N/A | 4508531
| Kitchen Range Hoods | Undercabinet | Broan-NuTone LLC | Broan | AMM03RSS | 30 | 0 |  | 7" | Vertical | WS | 0.035 | 150 | 2 | 33.3 |  | Yes | N/A | N/A | N/A | N/A | N/A | 4508531
| Kitchen Range Hoods | Undercabinet | Broan-NuTone LLC | Broan | AMM03RSS | 30 | 0 |  | 3 1/4" x 10" | Vertical | HS | 0.25 | 160 |  |  |  | Yes | N/A | N/A | N/A | N/A | N/A | 4508531
| Kitchen Range Hoods | Undercabinet | Broan-NuTone LLC | Broan | AMM03RSS | 30 | 0 |  | 3 1/4" x 10" | Vertical | WS | 0.03 | 130 | 1.5 | 33.4 |  | Yes | N/A | N/A | N/A | N/A | N/A | 4508531
| Kitchen Range Hoods | Undercabinet | Broan-NuTone LLC | Broan | AMM03RSS | 30 | 0 |  | 3 1/4" x 10" | Vertical | HS | 0.1 | 240 | 6.5 | 80.5 |  | Yes | N/A | N/A | N/A | N/A | N/A | 4508531
| Kitchen Range Hoods | Undercabinet | Broan-NuTone LLC | Broan | AMM03RSS | 30 | 0 |  | 7" | Vertical | HS | 0.1 | 250 | 6 | 80.1 |  | Yes | N/A | N/A | N/A | N/A | N/A | 4508531
| Kitchen Range Hoods | Undercabinet | Broan-NuTone LLC | Broan | AMM03RSS | 30 | 0 |  | 3 1/4" x 10" | Horizontal | HS | 0.25 | 160 |  |  |  | Yes | N/A | N/A | N/A | N/A | N/A | 4508531
| Kitchen Range Hoods | Undercabinet | Broan-NuTone LLC | Broan | AMM03RSS | 30 | 0 |  | 3 1/4" x 10" | Horizontal | WS | 0.023 | 110 | 2 | 33.4 |  | Yes | N/A | N/A | N/A | N/A | N/A | 4508531
| Kitchen Range Hoods | Undercabinet | Broan-NuTone LLC | Broan | AMM03RSS | 30 | 0 |  | 3 1/4" x 10" | Horizontal | HS | 0.1 | 240 | 7 | 81 |  | Yes | N/A | N/A | N/A | N/A | N/A | 4508531
| Bathroom Exhaust Fans |  | 1HVAC | ACiQ | ANP100 |  | 0 |  | 4" | Horizontal | HS | 0.25 | 90 |  |  |  | Yes | Yes | Yes | Yes | Yes | Yes | 1008140
| Bathroom Exhaust Fans |  | 1HVAC | ACiQ | ANP100 |  | 0 |  | 4" | Horizontal | HS | 0.1 | 100 | 0.8 | 23 |  | Yes | Yes | Yes | Yes | Yes | Yes | 1008140
| Bathroom Exhaust Fans |  | 1HVAC | ACiQ | ANP50 |  | 0 |  | 4" | Horizontal | HS | 0.25 | 36 |  |  |  | Yes | Yes | Yes | Yes | Yes | Yes | 1008142
| Bathroom Exhaust Fans |  | 1HVAC | ACiQ | ANP50 |  | 0 |  | 4" | Horizontal | HS | 0.1 | 50 | 0.4 | 16 |  | Yes | Yes | Yes | Yes | Yes | Yes | 1008142
| Bathroom Exhaust Fans |  | 1HVAC | ACiQ | ANP80 |  | 0 |  | 4" | Horizontal | HS | 0.1 | 80 | 0.6 | 18 |  | Yes | Yes | Yes | Yes | Yes | Yes | 1008141
| Bathroom Exhaust Fans |  | 1HVAC | ACiQ | ANP80 |  | 0 |  | 4" | Horizontal | HS | 0.25 | 62 |  |  |  | Yes | Yes | Yes | Yes | Yes | Yes | 1008141
| Bathroom Exhaust Fans |  | 1HVAC | ACiQ | ANPD100-3 |  | 0 |  | 4" | Horizontal | 80 CFM | 0.1 | 80 | 0.5 | 7 |  | Yes | Yes | Yes | Yes | Yes | Yes | 1008314
| Bathroom Exhaust Fans |  | 1HVAC | ACiQ | ANPD100-3 |  | 0 |  | 4" | Horizontal | 80 CFM | 0.25 | 76 |  |  |  | Yes | Yes | Yes | Yes | Yes | Yes | 1008314
| Bathroom Exhaust Fans |  | 1HVAC | ACiQ | ANPD100-3 |  | 0 |  | 4" | Horizontal | 50 CFM | 0.1 | 50 | 0.3 | 4 |  | Yes | Yes | Yes | Yes | Yes | Yes | 1008314
| Bathroom Exhaust Fans |  | 1HVAC | ACiQ | ANPD100-3 |  | 0 |  | 4" | Horizontal | 100 CFM | 0.25 | 95 |  |  |  | Yes | Yes | Yes | Yes | Yes | Yes | 1008314
| Bathroom Exhaust Fans |  | 1HVAC | ACiQ | ANPD100-3 |  | 0 |  | 4" | Horizontal | 50 CFM | 0.25 | 45 |  |  |  | Yes | Yes | Yes | Yes | Yes | Yes | 1008314
| Bathroom Exhaust Fans |  | 1HVAC | ACiQ | ANPD100-3 |  | 0 |  | 4" | Horizontal | 100 CFM | 0.1 | 100 | 1 | 10 |  | Yes | Yes | Yes | Yes | Yes | Yes | 1008314
| Bathroom Exhaust Fans |  | 1HVAC | ACiQ | AP100 |  | 0 |  | 4" | Horizontal | HS | 0.1 | 100 | 2 | 27 |  | Yes | Yes | Yes | Yes | Yes | Yes | 1008143
| Bathroom Exhaust Fans |  | 1HVAC | ACiQ | AP100 |  | 0 |  | 4" | Horizontal | HS | 0.25 | 89 |  |  |  | Yes | Yes | Yes | Yes | Yes | Yes | 1008143
| Bathroom Exhaust Fans |  | 1HVAC | ACiQ | AP50 |  | 0 |  | 4" | Horizontal | HS | 0.1 | 50 | 0.4 | 16 |  | Yes | Yes | Yes | Yes | Yes | Yes | 1008145
| Bathroom Exhaust Fans |  | 1HVAC | ACiQ | AP50 |  | 0 |  | 4" | Horizontal | HS | 0.25 | 40 |  |  |  | Yes | Yes | Yes | Yes | Yes | Yes | 1008145
| Bathroom Exhaust Fans |  | 1HVAC | ACiQ | AP80 |  | 0 |  | 4" | Horizontal | HS | 0.1 | 80 | 1 | 22 |  | Yes | Yes | Yes | Yes | Yes | Yes | 1008144
| Bathroom Exhaust Fans |  | 1HVAC | ACiQ | AP80 |  | 0 |  | 4" | Horizontal | HS | 0.25 | 71 |  |  |  | Yes | Yes | Yes | Yes | Yes | Yes | 1008144
| Bathroom Exhaust Fans |  | Broan-NuTone LLC | Broan | AR110 |  | 0 |  | 4" | Horizontal | HS | 0.25 | 102 |  |  |  | NO | No | No | No | No | No | 1007057
| Bathroom Exhaust Fans |  | Broan-NuTone LLC | Broan | AR110 |  | 0 |  | 4" | Horizontal | HS | 0.1 | 110 | 3 | 46.9 |  | NO | No | No | No | No | No | 1007057
| Bathroom Exhaust Fans |  | Broan-NuTone LLC | Broan | AR110KLVV = A000HLKT with AR110LKVVF |  | 0 |  | 4" | Horizontal | HS | 0.1 | 110 | 1 | 23.4 | 4.7 | NO | Yes | Yes | Yes | Yes | Yes | 1007707
| Bathroom Exhaust Fans |  | Broan-NuTone LLC | Broan | AR110KLVV = A000HLKT with AR110LKVVF |  | 0 |  | 4" | Horizontal | HS | 0.25 | 92 |  |  |  | NO | Yes | Yes | Yes | Yes | Yes | 1007707
| Bathroom Exhaust Fans |  | Broan-NuTone LLC | Broan | AR110KLVV = A000HLNF with AR110LKVVF |  | 0 |  | 4" | Horizontal | HS | 0.1 | 110 | 1 | 23.4 | 4.7 | NO | Yes | Yes | Yes | Yes | Yes | 1007708
| Bathroom Exhaust Fans |  | Broan-NuTone LLC | Broan | AR110KLVV = A000HLNF with AR110LKVVF |  | 0 |  | 4" | Horizontal | HS | 0.25 | 92 |  |  |  | NO | Yes | Yes | Yes | Yes | Yes | 1007708
| Bathroom Exhaust Fans |  | Broan-NuTone LLC | Broan | AR110LKVV |  | 0 |  | 4" | Horizontal | HS | 0.1 | 110 | 1 | 23.4 | 4.7 | NO | Yes | Yes | Yes | Yes | Yes | 1006275
| Bathroom Exhaust Fans |  | Broan-NuTone LLC | Broan | AR110LKVV |  | 0 |  | 4" | Horizontal | HS | 0.25 | 92 |  |  |  | NO | Yes | Yes | Yes | Yes | Yes | 1006275
| Kitchen Range Hoods |  | Broan-NuTone LLC | NuTone | AR130BL | 30 | 0 |  | 7" | Vertical | HS | 0.1 | 250 | 7 | 55 | 4.5 | NO | N/A | N/A | N/A | N/A | N/A | 4506353
| Kitchen Range Hoods |  | Broan-NuTone LLC | NuTone | AR130BL | 30 | 0 |  | 7" | Vertical | WS | 0.033 | 150 | 2 | 23.8 | 6.3 | NO | N/A | N/A | N/A | N/A | N/A | 4506353
| Kitchen Range Hoods |  | Broan-NuTone LLC | NuTone | AR130BL | 30 | 0 |  | 3 1/4" X 10" | Vertical | HS | 0.1 | 200 | 7 | 58.5 | 3.4 | NO | N/A | N/A | N/A | N/A | N/A | 4506353
| Kitchen Range Hoods |  | Broan-NuTone LLC | NuTone | AR130BL | 30 | 0 |  | 3 1/4" X 10" | Vertical | WS | 0.023 | 100 | 2.5 | 24 | 4.1 | NO | N/A | N/A | N/A | N/A | N/A | 4506353
| Kitchen Range Hoods |  | Broan-NuTone LLC | NuTone | AR130BL | 30 | 0 |  | 3 1/4" X 10" | Horizontal | HS | 0.1 | 170 | 7.5 | 60 | 2.8 | NO | N/A | N/A | N/A | N/A | N/A | 4506353
| Kitchen Range Hoods |  | Broan-NuTone LLC | NuTone | AR130BL | 30 | 0 |  | 7" | Vertical | HS | 0.25 | 100 |  |  |  | NO | N/A | N/A | N/A | N/A | N/A | 4506353
| Kitchen Range Hoods |  | Broan-NuTone LLC | NuTone | AR130BL | 30 | 0 |  | 3 1/4" X 10" | Vertical | HS | 0.25 | 120 |  |  |  | NO | N/A | N/A | N/A | N/A | N/A | 4506353
| Kitchen Range Hoods |  | Broan-NuTone LLC | NuTone | AR130BL | 30 | 0 |  | 3 1/4" X 10" | Horizontal | HS | 0.25 | 110 |  |  |  | NO | N/A | N/A | N/A | N/A | N/A | 4506353
| Kitchen Range Hoods |  | Broan-NuTone LLC | NuTone | AR130SS | 30 | 0 |  | 3 1/4" X 10" | Horizontal | HS | 0.1 | 170 | 7.5 | 60 | 2.8 | NO | N/A | N/A | N/A | N/A | N/A | 4506355
| Kitchen Range Hoods |  | Broan-NuTone LLC | NuTone | AR130SS | 30 | 0 |  | 3 1/4" X 10" | Vertical | WS | 0.023 | 100 | 2.5 | 24 | 4.1 | NO | N/A | N/A | N/A | N/A | N/A | 4506355
| Kitchen Range Hoods |  | Broan-NuTone LLC | NuTone | AR130SS | 30 | 0 |  | 3 1/4" X 10" | Vertical | HS | 0.1 | 200 | 7 | 58.5 | 3.4 | NO | N/A | N/A | N/A | N/A | N/A | 4506355
| Kitchen Range Hoods |  | Broan-NuTone LLC | NuTone | AR130SS | 30 | 0 |  | 7" | Vertical | WS | 0.033 | 150 | 2 | 23.8 | 6.3 | NO | N/A | N/A | N/A | N/A | N/A | 4506355
| Kitchen Range Hoods |  | Broan-NuTone LLC | NuTone | AR130SS | 30 | 0 |  | 7" | Vertical | HS | 0.1 | 250 | 7 | 55 | 4.5 | NO | N/A | N/A | N/A | N/A | N/A | 4506355
| Kitchen Range Hoods |  | Broan-NuTone LLC | NuTone | AR130SS | 30 | 0 |  | 3 1/4" X 10" | Horizontal | HS | 0.25 | 110 |  |  |  | NO | N/A | N/A | N/A | N/A | N/A | 4506355
| Kitchen Range Hoods |  | Broan-NuTone LLC | NuTone | AR130SS | 30 | 0 |  | 3 1/4" X 10" | Vertical | HS | 0.25 | 120 |  |  |  | NO | N/A | N/A | N/A | N/A | N/A | 4506355
| Kitchen Range Hoods |  | Broan-NuTone LLC | NuTone | AR130SS | 30 | 0 |  | 7" | Vertical | HS | 0.25 | 100 |  |  |  | NO | N/A | N/A | N/A | N/A | N/A | 4506355
| Kitchen Range Hoods |  | Broan-NuTone LLC | NuTone | AR130WW | 30 | 0 |  | 3 1/4" X 10" | Vertical | WS | 0.023 | 100 | 2.5 | 24 | 4.1 | NO | N/A | N/A | N/A | N/A | N/A | 4506354
| Kitchen Range Hoods |  | Broan-NuTone LLC | NuTone | AR130WW | 30 | 0 |  | 7" | Vertical | WS | 0.033 | 150 | 2 | 23.8 | 6.3 | NO | N/A | N/A | N/A | N/A | N/A | 4506354
| Kitchen Range Hoods |  | Broan-NuTone LLC | NuTone | AR130WW | 30 | 0 |  | 7" | Vertical | HS | 0.1 | 250 | 7 | 55 | 4.5 | NO | N/A | N/A | N/A | N/A | N/A | 4506354
| Kitchen Range Hoods |  | Broan-NuTone LLC | NuTone | AR130WW | 30 | 0 |  | 3 1/4" X 10" | Horizontal | HS | 0.1 | 170 | 7.5 | 60 | 2.8 | NO | N/A | N/A | N/A | N/A | N/A | 4506354
| Kitchen Range Hoods |  | Broan-NuTone LLC | NuTone | AR130WW | 30 | 0 |  | 3 1/4" X 10" | Vertical | HS | 0.1 | 200 | 7 | 58.5 | 3.4 | NO | N/A | N/A | N/A | N/A | N/A | 4506354
| Kitchen Range Hoods |  | Broan-NuTone LLC | NuTone | AR130WW | 30 | 0 |  | 3 1/4" X 10" | Vertical | HS | 0.25 | 120 |  |  |  | NO | N/A | N/A | N/A | N/A | N/A | 4506354
| Kitchen Range Hoods |  | Broan-NuTone LLC | NuTone | AR130WW | 30 | 0 |  | 3 1/4" X 10" | Horizontal | HS | 0.25 | 110 |  |  |  | NO | N/A | N/A | N/A | N/A | N/A | 4506354
| Kitchen Range Hoods |  | Broan-NuTone LLC | NuTone | AR130WW | 30 | 0 |  | 7" | Vertical | HS | 0.25 | 100 |  |  |  | NO | N/A | N/A | N/A | N/A | N/A | 4506354
| Inline Fans | Single-port | BSH Home Appliances Corporation | Gaggenau | AR400742 |  | 0 |  | 6" | Horizontal | HS | 0.2 | 390 |  |  |  | NO | Yes | Yes | Yes | No | No | 3004773
| Bathroom Exhaust Fans |  | Broan-NuTone LLC | Broan | AR80KLVV |  | 0 |  | 4" | Horizontal | HS | 0.1 | 80 | 0.7 | 26.9 | 2.9 | NO | Yes | Yes | Yes | Yes | Yes | 1007397
| Bathroom Exhaust Fans |  | Broan-NuTone LLC | Broan | AR80KLVV |  | 0 |  | 4" | Horizontal | HS | 0.25 | 60 |  |  |  | NO | Yes | Yes | Yes | Yes | Yes | 1007397
| Bathroom Exhaust Fans |  | Broan-NuTone LLC | Broan | AR80MB |  | 0 |  | 4" | Horizontal | 80 CFM | 0.1 | 80 | 1 | 30.1 |  | NO | Yes | Yes | Yes | Yes | Yes | 1007187
| Bathroom Exhaust Fans |  | Broan-NuTone LLC | Broan | AR80MB |  | 0 |  | 4" | Horizontal | 80 CFM | 0.25 | 70 |  |  |  | NO | Yes | Yes | Yes | Yes | Yes | 1007187
| Bathroom Exhaust Fans |  | Broan-NuTone LLC | Broan | AR80X |  | 0 |  | 4" | Horizontal | HS | 0.1 | 80 | 2 | 43.1 |  | NO | Yes | Yes | Yes | No | No | 1004402
| Bathroom Exhaust Fans |  | Broan-NuTone LLC | Broan | AR80X |  | 0 |  | 4" | Horizontal | HS | 0.25 | 67 |  |  |  | NO | Yes | Yes | Yes | No | No | 1004402
| Bathroom Exhaust Fans |  | Air King America LLC | Air King | AS50 |  | 0 |  | 3" | Horizontal | HS | 0.1 | 50 | 4 |  |  | NO | No | No | No | No | No | 1006611
| Bathroom Exhaust Fans |  | Air King America LLC | Air King | AS54 |  | 0 |  | 4" | Horizontal | HS | 0.1 | 50 | 3 | 40.5 | 1.2 | NO | No | No | Yes | No | Yes | 1006862
| Bathroom Exhaust Fans |  | Air King America LLC | Air King | AS70 |  | 0 |  | 3" | Horizontal | HS | 0.1 | 70 | 5.5 |  |  | NO | No | No | No | No | No | 1006646
| Bathroom Exhaust Fans |  | Air King America LLC | Air King | ASLC50 |  | 0 |  | 4" | Horizontal | HS | 0.1 | 50 | 3 | 48 | 1.0 | NO | No | No | Yes | No | Yes | 1006951
| Bathroom Exhaust Fans |  | Air King America LLC | Air King | ASLC70 |  | 0 |  | 4" | Horizontal | HS | 0.1 | 70 | 5.5 |  |  | NO | No | No | No | No | No | 1006647
| Bathroom Exhaust Fans |  | AUPU Intelligent Technology Co., Ltd. | AUPU | AV0511DSL3 |  | 0 |  | 4" | Horizontal | 50 CFM | 0.25 | 30 |  | 6.6 |  | Yes | Yes | Yes | Yes | Yes | Yes | 1005863
| Bathroom Exhaust Fans |  | AUPU Intelligent Technology Co., Ltd. | AUPU | AV0511DSL3 |  | 0 |  | 4" | Horizontal | 60 CFM | 0.25 | 38 |  | 7.9 |  | Yes | Yes | Yes | Yes | Yes | Yes | 1005863
| Bathroom Exhaust Fans |  | AUPU Intelligent Technology Co., Ltd. | AUPU | AV0511DSL3 |  | 0 |  | 4" | Horizontal | 70 CFM | 0.25 | 48 |  | 9 |  | Yes | Yes | Yes | Yes | Yes | Yes | 1005863
| Bathroom Exhaust Fans |  | AUPU Intelligent Technology Co., Ltd. | AUPU | AV0511DSL3 |  | 0 |  | 4" | Horizontal | 80 CFM | 0.25 | 56 |  | 10.2 |  | Yes | Yes | Yes | Yes | Yes | Yes | 1005863
| Bathroom Exhaust Fans |  | AUPU Intelligent Technology Co., Ltd. | AUPU | AV0511DSL3 |  | 0 |  | 4" | Horizontal | 90 CFM | 0.25 | 68 |  | 12.5 |  | Yes | Yes | Yes | Yes | Yes | Yes | 1005863
| Bathroom Exhaust Fans |  | AUPU Intelligent Technology Co., Ltd. | AUPU | AV0511DSL3 |  | 0 |  | 4" | Horizontal | 100 CFM | 0.25 | 80 |  | 14.1 |  | Yes | Yes | Yes | Yes | Yes | Yes | 1005863
| Bathroom Exhaust Fans |  | AUPU Intelligent Technology Co., Ltd. | AUPU | AV0511DSL3 |  | 0 |  | 4" | Horizontal | 110 CFM | 0.1 | 110 | 0.9 | 15.2 |  | Yes | Yes | Yes | Yes | Yes | Yes | 1005863
| Bathroom Exhaust Fans |  | AUPU Intelligent Technology Co., Ltd. | AUPU | AV0511DSL3 |  | 0 |  | 4" | Horizontal | 110 CFM | 0.25 | 92 |  | 16.7 |  | Yes | Yes | Yes | Yes | Yes | Yes | 1005863
| Bathroom Exhaust Fans |  | AUPU Intelligent Technology Co., Ltd. | AUPU | AV0511DSL3 |  | 0 |  | 4" | Horizontal | 50 CFM | 0.1 | 50 | <0.3 | 5.8 |  | Yes | Yes | Yes | Yes | Yes | Yes | 1005863
| Bathroom Exhaust Fans |  | AUPU Intelligent Technology Co., Ltd. | AUPU | AV0511DSL3 |  | 0 |  | 4" | Horizontal | 60 CFM | 0.1 | 60 | <0.3 | 6.7 |  | Yes | Yes | Yes | Yes | Yes | Yes | 1005863
| Bathroom Exhaust Fans |  | AUPU Intelligent Technology Co., Ltd. | AUPU | AV0511DSL3 |  | 0 |  | 4" | Horizontal | 70 CFM | 0.1 | 70 | <0.3 | 7.7 |  | Yes | Yes | Yes | Yes | Yes | Yes | 1005863
| Bathroom Exhaust Fans |  | AUPU Intelligent Technology Co., Ltd. | AUPU | AV0511DSL3 |  | 0 |  | 4" | Horizontal | 80 CFM | 0.1 | 80 | 0.3 | 8.8 |  | Yes | Yes | Yes | Yes | Yes | Yes | 1005863
| Bathroom Exhaust Fans |  | AUPU Intelligent Technology Co., Ltd. | AUPU | AV0511DSL3 |  | 0 |  | 4" | Horizontal | 90 CFM | 0.1 | 90 | 0.5 | 10.8 |  | Yes | Yes | Yes | Yes | Yes | Yes | 1005863
| Bathroom Exhaust Fans |  | AUPU Intelligent Technology Co., Ltd. | AUPU | AV0511DSL3 |  | 0 |  | 4" | Horizontal | 100 CFM | 0.1 | 100 | 0.7 | 12.6 |  | Yes | Yes | Yes | Yes | Yes | Yes | 1005863
| Bathroom Exhaust Fans |  | AUPU Intelligent Technology Co., Ltd. | AUPU | AV08A1 |  | 0 |  | 4" | Horizontal | 80 CFM | 0.1 | 80 | 0.4 | 18.7 |  | Yes | Yes | Yes | Yes | Yes | Yes | 1007709
| Bathroom Exhaust Fans |  | AUPU Intelligent Technology Co., Ltd. | AUPU | AV08A1 |  | 0 |  | 4" | Horizontal | 80 CFM | 0.25 | 57 | 0.8 | 16.9 |  | Yes | Yes | Yes | Yes | Yes | Yes | 1007709
<font color=red>New</font> | Bathroom Exhaust Fans |  | AUPU Intelligent Technology Co., Ltd. | AUPU | AV08AL1 |  | 0 |  | 4" | Horizontal | HS | 0.25 | 61 |  | 17.6 | 3.4 | NO | Yes | Yes | Yes | Yes | Yes | 1008732
<font color=red>New</font> | Bathroom Exhaust Fans |  | AUPU Intelligent Technology Co., Ltd. | AUPU | AV08AL1 |  | 0 |  | 4" | Horizontal | HS | 0.1 | 80 | 0.6 | 19.2 | 4.1 | NO | Yes | Yes | Yes | Yes | Yes | 1008732
| Bathroom Exhaust Fans |  | AUPU Intelligent Technology Co., Ltd. | AUPU | AV11A1 |  | 0 |  | 4" | Horizontal | 110 CFM | 0.25 | 86 |  | 22.6 |  | Yes | Yes | Yes | Yes | Yes | Yes | 1007643
| Bathroom Exhaust Fans |  | AUPU Intelligent Technology Co., Ltd. | AUPU | AV11A1 |  | 0 |  | 4" | Horizontal | 110 CFM | 0.1 | 110 | 0.9 | 24.5 |  | Yes | Yes | Yes | Yes | Yes | Yes | 1007643
| Bathroom Exhaust Fans |  | AUPU Intelligent Technology Co., Ltd. | AUPU | AV11A2 |  | 0 |  | 4" | Horizontal | 110 CFM | 0.1 | 110 | 0.9 | 24.5 |  | Yes | Yes | Yes | Yes | Yes | Yes | 1005554
| Bathroom Exhaust Fans |  | AUPU Intelligent Technology Co., Ltd. | AUPU | AV11A2 |  | 0 |  | 4" | Horizontal | 110 CFM | 0.25 | 86 |  | 22.6 |  | Yes | Yes | Yes | Yes | Yes | Yes | 1005554
| Bathroom Exhaust Fans |  | AUPU Intelligent Technology Co., Ltd. | AUPU | AV11A3 |  | 0 |  | 4" | Horizontal | 110 CFM | 0.1 | 110 | 1.1 | 25.2 |  | Yes | Yes | Yes | Yes | Yes | Yes | 1005555
| Bathroom Exhaust Fans |  | AUPU Intelligent Technology Co., Ltd. | AUPU | AV11A3 |  | 0 |  | 4" | Horizontal | 110 CFM | 0.25 | 83 |  | 23.4 |  | Yes | Yes | Yes | Yes | Yes | Yes | 1005555
| Bathroom Exhaust Fans |  | AUPU Intelligent Technology Co., Ltd. | AUPU | AV11AL1 |  | 0 |  | 4" | Horizontal | 110 CFM | 0.25 | 89 |  | 23.1 |  | Yes | Yes | Yes | Yes | Yes | Yes | 1005980
| Bathroom Exhaust Fans |  | AUPU Intelligent Technology Co., Ltd. | AUPU | AV11AL1 |  | 0 |  | 4" | Horizontal | 110 CFM | 0.1 | 110 | 0.7 | 24.8 |  | Yes | Yes | Yes | Yes | Yes | Yes | 1005980
| Bathroom Exhaust Fans |  | AUPU Intelligent Technology Co., Ltd. | AUPU | AV11AL2 |  | 0 |  | 4" | Horizontal | 110 CFM | 0.1 | 110 | 0.7 | 24.8 |  | Yes | Yes | Yes | Yes | Yes | Yes | 1005861
| Bathroom Exhaust Fans |  | AUPU Intelligent Technology Co., Ltd. | AUPU | AV11AL2 |  | 0 |  | 4" | Horizontal | 110 CFM | 0.25 | 89 |  | 23.1 |  | Yes | Yes | Yes | Yes | Yes | Yes | 1005861
| Bathroom Exhaust Fans |  | AUPU Intelligent Technology Co., Ltd. | AUPU | AV11AL3 |  | 0 |  | 4" | Horizontal | 110 CFM | 0.1 | 110 | 0.9 | 25.6 |  | Yes | Yes | Yes | Yes | Yes | Yes | 1007701
| Bathroom Exhaust Fans |  | AUPU Intelligent Technology Co., Ltd. | AUPU | AV11AL3 |  | 0 |  | 4" | Horizontal | 110 CFM | 0.25 | 86 | 0.9 | 23.7 |  | Yes | Yes | Yes | Yes | Yes | Yes | 1007701
| Bathroom Exhaust Fans |  | AUPU Intelligent Technology Co., Ltd. | AUPU | AVS0511DL3 |  | 0 |  | 4" | Horizontal | 50 CFM | 0.1 | 50 | <0.3 | 4.6 |  | Yes | Yes | Yes | Yes | Yes | Yes | 1005878
| Bathroom Exhaust Fans |  | AUPU Intelligent Technology Co., Ltd. | AUPU | AVS0511DL3 |  | 0 |  | 4" | Horizontal | 50 CFM | 0.25 | 49 |  | 7.6 |  | Yes | Yes | Yes | Yes | Yes | Yes | 1005878
| Bathroom Exhaust Fans |  | AUPU Intelligent Technology Co., Ltd. | AUPU | AVS0511DL3 |  | 0 |  | 4" | Horizontal | 80 CFM | 0.1 | 80 | 0.4 | 7.4 |  | Yes | Yes | Yes | Yes | Yes | Yes | 1005878
| Bathroom Exhaust Fans |  | AUPU Intelligent Technology Co., Ltd. | AUPU | AVS0511DL3 |  | 0 |  | 4" | Horizontal | 80 CFM | 0.25 | 80 |  | 11.5 |  | Yes | Yes | Yes | Yes | Yes | Yes | 1005878
| Bathroom Exhaust Fans |  | AUPU Intelligent Technology Co., Ltd. | AUPU | AVS0511DL3 |  | 0 |  | 4" | Horizontal | 110 CFM | 0.1 | 110 | 1.4 | 14.2 |  | Yes | Yes | Yes | Yes | Yes | Yes | 1005878
| Bathroom Exhaust Fans |  | AUPU Intelligent Technology Co., Ltd. | AUPU | AVS0511DL3 |  | 0 |  | 4" | Horizontal | 110 CFM | 0.25 | 110 |  | 18.9 |  | Yes | Yes | Yes | Yes | Yes | Yes | 1005878
| Kitchen Range Hoods | Undercabinet | Broan-NuTone LLC | Broan-NuTone | AVSC130SS | 30 | 0 |  | 7" | Vertical | WS | 0.028 | 140 | 1.5 | 28 | 5.0 | NO | N/A | N/A | N/A | N/A | N/A | 4508105
| Kitchen Range Hoods | Undercabinet | Broan-NuTone LLC | Broan-NuTone | AVSC130SS | 30 | 0 |  | 3 1/4" X 10" | Vertical | WS | 0.029 | 130 | 1.5 | 28 | 4.6 | NO | N/A | N/A | N/A | N/A | N/A | 4508105
| Kitchen Range Hoods | Undercabinet | Broan-NuTone LLC | Broan-NuTone | AVSC130SS | 30 | 0 |  | 3 1/4" X 10" | Horizontal | WS | 0.021 | 110 | 1.5 | 28.1 | 3.9 | NO | N/A | N/A | N/A | N/A | N/A | 4508105
| Kitchen Range Hoods | Undercabinet | Broan-NuTone LLC | Broan-NuTone | AVSC130SS | 30 | 0 |  | 7" | Vertical | HS | 0.1 | 280 | 5.5 | 59 | 4.7 | NO | N/A | N/A | N/A | N/A | N/A | 4508105
| Kitchen Range Hoods | Undercabinet | Broan-NuTone LLC | Broan-NuTone | AVSC130SS | 30 | 0 |  | 3 1/4" X 10" | Vertical | HS | 0.1 | 250 | 5.5 | 59.3 | 4.2 | NO | N/A | N/A | N/A | N/A | N/A | 4508105
| Kitchen Range Hoods | Undercabinet | Broan-NuTone LLC | Broan-NuTone | AVSC130SS | 30 | 0 |  | 3 1/4" X 10" | Horizontal | HS | 0.1 | 240 | 6 | 60.3 | 3.9 | NO | N/A | N/A | N/A | N/A | N/A | 4508105
| Kitchen Range Hoods | Undercabinet | Broan-NuTone LLC | Broan-NuTone | AVSC130SS | 30 | 0 |  | 7" | Vertical | HS | 0.25 | 150 |  |  |  | NO | N/A | N/A | N/A | N/A | N/A | 4508105
| Kitchen Range Hoods | Undercabinet | Broan-NuTone LLC | Broan-NuTone | AVSC130SS | 30 | 0 |  | 3 1/4" X 10" | Vertical | HS | 0.25 | 160 |  |  |  | NO | N/A | N/A | N/A | N/A | N/A | 4508105
| Kitchen Range Hoods | Undercabinet | Broan-NuTone LLC | Broan-NuTone | AVSC130SS | 30 | 0 |  | 3 1/4" X 10" | Horizontal | HS | 0.25 | 160 |  |  |  | NO | N/A | N/A | N/A | N/A | N/A | 4508105
| Kitchen Range Hoods | Undercabinet | Broan-NuTone LLC | NuTone (Canada) | AVSF1302BLS | 30 | 0 |  | 3 1/4" X 10" | Horizontal | WS | 0.027 | 110 | 1.5 | 28.7 | 3.8 | NO | N/A | N/A | N/A | N/A | N/A | 4507988
| Kitchen Range Hoods | Undercabinet | Broan-NuTone LLC | NuTone (Canada) | AVSF1302BLS | 30 | 0 |  | 3 1/4" X 10" | Horizontal | HS | 0.1 | 240 | 6 | 62.9 | 3.8 | NO | N/A | N/A | N/A | N/A | N/A | 4507988
| Kitchen Range Hoods | Undercabinet | Broan-NuTone LLC | NuTone (Canada) | AVSF1302BLS | 30 | 0 |  | 3 1/4" X 10" | Vertical | WS | 0.031 | 130 | 1.5 | 28.6 | 4.5 | NO | N/A | N/A | N/A | N/A | N/A | 4507988
| Kitchen Range Hoods | Undercabinet | Broan-NuTone LLC | NuTone (Canada) | AVSF1302BLS | 30 | 0 |  | 3 1/4" X 10" | Vertical | HS | 0.1 | 240 | 6 | 62.3 | 3.8 | NO | N/A | N/A | N/A | N/A | N/A | 4507988
| Kitchen Range Hoods | Undercabinet | Broan-NuTone LLC | NuTone (Canada) | AVSF1302BLS | 30 | 0 |  | 7" | Vertical | WS | 0.033 | 140 | 2 | 28.7 | 4.8 | NO | N/A | N/A | N/A | N/A | N/A | 4507988
| Kitchen Range Hoods | Undercabinet | Broan-NuTone LLC | NuTone (Canada) | AVSF1302BLS | 30 | 0 |  | 7" | Vertical | HS | 0.1 | 260 | 5.5 | 61.7 | 4.2 | NO | N/A | N/A | N/A | N/A | N/A | 4507988
| Kitchen Range Hoods | Undercabinet | Broan-NuTone LLC | NuTone (Canada) | AVSF1302BLS | 30 | 0 |  | 3 1/4" X 10" | Horizontal | HS | 0.25 | 160 |  |  |  | NO | N/A | N/A | N/A | N/A | N/A | 4507988
| Kitchen Range Hoods | Undercabinet | Broan-NuTone LLC | NuTone (Canada) | AVSF1302BLS | 30 | 0 |  | 3 1/4" X 10" | Vertical | HS | 0.25 | 150 |  |  |  | NO | N/A | N/A | N/A | N/A | N/A | 4507988
| Kitchen Range Hoods | Undercabinet | Broan-NuTone LLC | NuTone (Canada) | AVSF1302BLS | 30 | 0 |  | 7" | Vertical | HS | 0.25 | 115 |  |  |  | NO | N/A | N/A | N/A | N/A | N/A | 4507988
| Kitchen Range Hoods | Undercabinet | Broan-NuTone LLC | NuTone (Canada) | AVSF1302SS | 30 | 0 |  | 3 1/4" X 10" | Horizontal | WS | 0.027 | 110 | 1.5 | 28.7 | 3.8 | NO | N/A | N/A | N/A | N/A | N/A | 4507987
| Kitchen Range Hoods | Undercabinet | Broan-NuTone LLC | NuTone (Canada) | AVSF1302SS | 30 | 0 |  | 3 1/4" X 10" | Horizontal | HS | 0.1 | 240 | 6 | 62.9 | 3.8 | NO | N/A | N/A | N/A | N/A | N/A | 4507987
| Kitchen Range Hoods | Undercabinet | Broan-NuTone LLC | NuTone (Canada) | AVSF1302SS | 30 | 0 |  | 3 1/4" X 10" | Vertical | WS | 0.031 | 130 | 1.5 | 28.6 | 4.5 | NO | N/A | N/A | N/A | N/A | N/A | 4507987
| Kitchen Range Hoods | Undercabinet | Broan-NuTone LLC | NuTone (Canada) | AVSF1302SS | 30 | 0 |  | 3 1/4" X 10" | Vertical | HS | 0.1 | 240 | 6 | 62.3 | 3.8 | NO | N/A | N/A | N/A | N/A | N/A | 4507987
| Kitchen Range Hoods | Undercabinet | Broan-NuTone LLC | NuTone (Canada) | AVSF1302SS | 30 | 0 |  | 7" | Vertical | WS | 0.033 | 140 | 2 | 28.7 | 4.8 | NO | N/A | N/A | N/A | N/A | N/A | 4507987
| Kitchen Range Hoods | Undercabinet | Broan-NuTone LLC | NuTone (Canada) | AVSF1302SS | 30 | 0 |  | 7" | Vertical | HS | 0.1 | 260 | 5.5 | 61.7 | 4.2 | NO | N/A | N/A | N/A | N/A | N/A | 4507987
| Kitchen Range Hoods | Undercabinet | Broan-NuTone LLC | NuTone (Canada) | AVSF1302SS | 30 | 0 |  | 3 1/4" X 10" | Horizontal | HS | 0.25 | 160 |  |  |  | NO | N/A | N/A | N/A | N/A | N/A | 4507987
| Kitchen Range Hoods | Undercabinet | Broan-NuTone LLC | NuTone (Canada) | AVSF1302SS | 30 | 0 |  | 3 1/4" X 10" | Vertical | HS | 0.25 | 150 |  |  |  | NO | N/A | N/A | N/A | N/A | N/A | 4507987
| Kitchen Range Hoods | Undercabinet | Broan-NuTone LLC | NuTone (Canada) | AVSF1302SS | 30 | 0 |  | 7" | Vertical | HS | 0.25 | 115 |  |  |  | NO | N/A | N/A | N/A | N/A | N/A | 4507987
| Kitchen Range Hoods |  | Broan-NuTone LLC | NuTone | AVSF130SS | 30 | 0 |  | 7" | Vertical | HS | 0.1 | 280 | 5.5 | 59 | 4.7 | NO | N/A | N/A | N/A | N/A | N/A | 4506517
| Kitchen Range Hoods |  | Broan-NuTone LLC | NuTone | AVSF130SS | 30 | 0 |  | 7" | Vertical | WS | 0.028 | 140 | 1.5 | 28 | 5.0 | NO | N/A | N/A | N/A | N/A | N/A | 4506517
| Kitchen Range Hoods |  | Broan-NuTone LLC | NuTone | AVSF130SS | 30 | 0 |  | 3 1/4" X 10" | Vertical | HS | 0.1 | 250 | 5.5 | 59.3 | 4.2 | NO | N/A | N/A | N/A | N/A | N/A | 4506517
| Kitchen Range Hoods |  | Broan-NuTone LLC | NuTone | AVSF130SS | 30 | 0 |  | 3 1/4" X 10" | Vertical | WS | 0.029 | 130 | 1.5 | 28 | 4.6 | NO | N/A | N/A | N/A | N/A | N/A | 4506517
| Kitchen Range Hoods |  | Broan-NuTone LLC | NuTone | AVSF130SS | 30 | 0 |  | 3 1/4" X 10" | Horizontal | HS | 0.1 | 240 | 6 | 60.3 | 3.9 | NO | N/A | N/A | N/A | N/A | N/A | 4506517
| Kitchen Range Hoods |  | Broan-NuTone LLC | NuTone | AVSF130SS | 30 | 0 |  | 3 1/4" X 10" | Horizontal | WS | 0.021 | 110 | 1.5 | 28.1 | 3.9 | NO | N/A | N/A | N/A | N/A | N/A | 4506517
| Kitchen Range Hoods |  | Broan-NuTone LLC | NuTone | AVSF130SS | 30 | 0 |  | 7" | Vertical | HS | 0.25 | 150 |  |  |  | NO | N/A | N/A | N/A | N/A | N/A | 4506517
| Kitchen Range Hoods |  | Broan-NuTone LLC | NuTone | AVSF130SS | 30 | 0 |  | 3 1/4" X 10" | Vertical | HS | 0.25 | 160 |  |  |  | NO | N/A | N/A | N/A | N/A | N/A | 4506517
| Kitchen Range Hoods |  | Broan-NuTone LLC | NuTone | AVSF130SS | 30 | 0 |  | 3 1/4" X 10" | Horizontal | HS | 0.25 | 160 |  |  |  | NO | N/A | N/A | N/A | N/A | N/A | 4506517
| Kitchen Range Hoods |  | Broan-NuTone LLC | NuTone | AVSF136SS | 36 | 0 |  | 3 1/4" X 10" | Horizontal | WS | 0.021 | 110 | 1.5 | 28.1 | 3.9 | NO | N/A | N/A | N/A | N/A | N/A | 4506524
| Kitchen Range Hoods |  | Broan-NuTone LLC | NuTone | AVSF136SS | 36 | 0 |  | 3 1/4" X 10" | Horizontal | HS | 0.1 | 240 | 6 | 60.3 | 3.9 | NO | N/A | N/A | N/A | N/A | N/A | 4506524
| Kitchen Range Hoods |  | Broan-NuTone LLC | NuTone | AVSF136SS | 36 | 0 |  | 3 1/4" X 10" | Vertical | WS | 0.029 | 130 | 1.5 | 28 | 4.6 | NO | N/A | N/A | N/A | N/A | N/A | 4506524
| Kitchen Range Hoods |  | Broan-NuTone LLC | NuTone | AVSF136SS | 36 | 0 |  | 3 1/4" X 10" | Vertical | HS | 0.1 | 250 | 5.5 | 59.3 | 4.2 | NO | N/A | N/A | N/A | N/A | N/A | 4506524
| Kitchen Range Hoods |  | Broan-NuTone LLC | NuTone | AVSF136SS | 36 | 0 |  | 7" | Vertical | WS | 0.028 | 140 | 1.5 | 28 | 5.0 | NO | N/A | N/A | N/A | N/A | N/A | 4506524
| Kitchen Range Hoods |  | Broan-NuTone LLC | NuTone | AVSF136SS | 36 | 0 |  | 7" | Vertical | HS | 0.1 | 280 | 5.5 | 59 | 4.7 | NO | N/A | N/A | N/A | N/A | N/A | 4506524
| Kitchen Range Hoods |  | Broan-NuTone LLC | NuTone | AVSF136SS | 36 | 0 |  | 3 1/4" X 10" | Horizontal | HS | 0.25 | 160 |  |  |  | NO | N/A | N/A | N/A | N/A | N/A | 4506524
| Kitchen Range Hoods |  | Broan-NuTone LLC | NuTone | AVSF136SS | 36 | 0 |  | 3 1/4" X 10" | Vertical | HS | 0.25 | 160 |  |  |  | NO | N/A | N/A | N/A | N/A | N/A | 4506524
| Kitchen Range Hoods |  | Broan-NuTone LLC | NuTone | AVSF136SS | 36 | 0 |  | 7" | Vertical | HS | 0.25 | 150 |  |  |  | NO | N/A | N/A | N/A | N/A | N/A | 4506524
| Kitchen Range Hoods | Chimney Hood | BSH Home Appliances Corporation | Gaggenau | AW442720 | 48 | 0 |  | 6" | Vertical | HS | 0.1 | 270 | 6 |  |  | NO | N/A | N/A | N/A | N/A | N/A | 4506148
| Kitchen Range Hoods | Chimney Hood | BSH Home Appliances Corporation | Gaggenau | AW442720 | 48 | 0 |  | 6" | Vertical | WS | 0.028 | 140 | 1.2 |  |  | NO | N/A | N/A | N/A | N/A | N/A | 4506148
| Kitchen Range Hoods | Undercabinet | The Home Depot USA Inc. | Vissani | B0176P | 30 | 0 |  | 3 1/4" X 10" | Horizontal | HS | 0.1 | 310 | 8 |  |  | NO | N/A | N/A | N/A | N/A | N/A | 4507218
| Kitchen Range Hoods | Undercabinet | The Home Depot USA Inc. | Vissani | B0176P | 30 | 0 |  | 3 1/4" X 10" | Horizontal | LS | 0.1 | 170 | 3.5 |  |  | NO | N/A | N/A | N/A | N/A | N/A | 4507218
| Kitchen Range Hoods | Undercabinet | The Home Depot USA Inc. | Vissani | B0176T | 30 | 0 |  | 3 1/4" X 10" | Horizontal | LS | 0.1 | 170 | 3.5 |  |  | NO | N/A | N/A | N/A | N/A | N/A | 4508115
| Kitchen Range Hoods | Undercabinet | The Home Depot USA Inc. | Vissani | B0176T | 30 | 0 |  | 3 1/4" X 10" | Horizontal | HS | 0.1 | 310 | 8 |  |  | NO | N/A | N/A | N/A | N/A | N/A | 4508115
| Kitchen Range Hoods | Undercabinet | The Home Depot USA Inc. | Vissani | B0776 | 30 | 0 |  | 3 1/4" x 10" | Horizontal | LS | 0.1 | 260 | 1.5 |  |  | NO | N/A | N/A | N/A | N/A | N/A | 4508533
| Kitchen Range Hoods | Undercabinet | The Home Depot USA Inc. | Vissani | B0776 | 30 | 0 |  | 3 1/4" x 10" | Horizontal | HS | 0.1 | 630 | 9 |  |  | NO | N/A | N/A | N/A | N/A | N/A | 4508533
| Kitchen Range Hoods | Undercabinet | The Home Depot USA Inc. | Vissani | B0776 | 30 | 0 |  | 3 1/4" x 10" | Vertical | HS | 0.1 | 470 | 10 |  |  | NO | N/A | N/A | N/A | N/A | N/A | 4508533
| Kitchen Range Hoods | Undercabinet | The Home Depot USA Inc. | Vissani | B0776 | 30 | 0 |  | 7" | Vertical | HS | 0.1 | 500 | 9 |  |  | NO | N/A | N/A | N/A | N/A | N/A | 4508533
| Kitchen Range Hoods | Undercabinet | The Home Depot USA Inc. | Vissani | B2276 | 30 | 0 |  | 7" | Vertical | HS | 0.1 | 180 | 6 |  |  | NO | N/A | N/A | N/A | N/A | N/A | 4508538
| Kitchen Range Hoods | Undercabinet | The Home Depot USA Inc. | Vissani | B2276 | 30 | 0 |  | 7" | Vertical | LS | 0.1 | 90 | 4.5 |  |  | NO | N/A | N/A | N/A | N/A | N/A | 4508538
| Kitchen Range Hoods | Undercabinet | The Home Depot USA Inc. | Vissani | B2276 | 30 | 0 |  | 3 1/4" x 10" | Vertical | HS | 0.1 | 130 | 6.5 |  |  | NO | N/A | N/A | N/A | N/A | N/A | 4508538
| Kitchen Range Hoods | Undercabinet | The Home Depot USA Inc. | Vissani | B2276 | 30 | 0 |  | 3 1/4" x 10" | Horizontal | HS | 0.1 | 140 | 7.5 |  |  | NO | N/A | N/A | N/A | N/A | N/A | 4508538
| Kitchen Range Hoods | Insert/Power Pack | Broan-NuTone LLC | Broan | BBN1243SS | 24 | 0 |  | 7" | Vertical | WS | 0.032 | 140 | 3 | 23.2 | 6.0 | NO | N/A | N/A | N/A | N/A | N/A | 4507227
| Kitchen Range Hoods | Insert/Power Pack | Broan-NuTone LLC | Broan | BBN1243SS | 24 | 0 |  | 7" | Vertical | HS | 0.1 | 260 | 7 | 54.4 | 4.7 | NO | N/A | N/A | N/A | N/A | N/A | 4507227
| Kitchen Range Hoods | Insert/Power Pack | Broan-NuTone LLC | Broan | BBN1243SS | 24 | 0 |  | 7" | Vertical | HS | 0.25 | 115 |  |  |  | NO | N/A | N/A | N/A | N/A | N/A | 4507227
| Kitchen Range Hoods | Insert/Power Pack | Broan-NuTone LLC | Broan | BBN1303SS | 30 | 0 |  | 7" | Vertical | WS | 0.032 | 140 | 3 | 23.2 | 6.0 | NO | N/A | N/A | N/A | N/A | N/A | 4507199
| Kitchen Range Hoods | Insert/Power Pack | Broan-NuTone LLC | Broan | BBN1303SS | 30 | 0 |  | 7" | Vertical | HS | 0.1 | 260 | 7 | 54.4 | 4.7 | NO | N/A | N/A | N/A | N/A | N/A | 4507199
| Kitchen Range Hoods | Insert/Power Pack | Broan-NuTone LLC | Broan | BBN1303SS | 30 | 0 |  | 7" | Vertical | HS | 0.25 | 115 |  |  |  | NO | N/A | N/A | N/A | N/A | N/A | 4507199
| Kitchen Range Hoods | Insert/Power Pack | Broan-NuTone LLC | Broan | BBN2243SS | 24 | 0 |  | 3 1/4" X 10" | Horizontal | WS | 0.014 | 100 | 1 | 37 | 2.7 | Yes | N/A | N/A | N/A | N/A | N/A | 4507260
| Kitchen Range Hoods | Insert/Power Pack | Broan-NuTone LLC | Broan | BBN2243SS | 24 | 0 |  | 3 1/4" X 10" | Horizontal | HS | 0.1 | 300 | 3.5 | 143 | 2.0 | Yes | N/A | N/A | N/A | N/A | N/A | 4507260
| Kitchen Range Hoods | Insert/Power Pack | Broan-NuTone LLC | Broan | BBN2243SS | 24 | 0 |  | 6" | Vertical | WS | 0.016 | 110 | 1 | 37.1 | 2.9 | Yes | N/A | N/A | N/A | N/A | N/A | 4507260
| Kitchen Range Hoods | Insert/Power Pack | Broan-NuTone LLC | Broan | BBN2243SS | 24 | 0 |  | 6" | Vertical | HS | 0.1 | 290 | 4 | 143 | 2.0 | Yes | N/A | N/A | N/A | N/A | N/A | 4507260
| Kitchen Range Hoods | Insert/Power Pack | Broan-NuTone LLC | Broan | BBN2243SS | 24 | 0 |  | 3 1/4" X 10" | Vertical | WS | 0.017 | 120 | 1 | 37.3 | 3.2 | Yes | N/A | N/A | N/A | N/A | N/A | 4507260
| Kitchen Range Hoods | Insert/Power Pack | Broan-NuTone LLC | Broan | BBN2243SS | 24 | 0 |  | 3 1/4" X 10" | Vertical | HS | 0.1 | 300 | 3.5 | 144 | 2.0 | Yes | N/A | N/A | N/A | N/A | N/A | 4507260
| Kitchen Range Hoods | Insert/Power Pack | Broan-NuTone LLC | Broan | BBN2243SS | 24 | 0 |  | 3 1/4" X 10" | Horizontal | HS | 0.25 | 270 |  |  |  | Yes | N/A | N/A | N/A | N/A | N/A | 4507260
| Kitchen Range Hoods | Insert/Power Pack | Broan-NuTone LLC | Broan | BBN2243SS | 24 | 0 |  | 6" | Vertical | HS | 0.25 | 270 |  |  |  | Yes | N/A | N/A | N/A | N/A | N/A | 4507260
| Kitchen Range Hoods | Insert/Power Pack | Broan-NuTone LLC | Broan | BBN2243SS | 24 | 0 |  | 3 1/4" X 10" | Vertical | HS | 0.25 | 280 |  |  |  | Yes | N/A | N/A | N/A | N/A | N/A | 4507260
| Kitchen Range Hoods | Insert/Power Pack | Broan-NuTone LLC | Broan | BBN2303SS | 30 | 0 |  | 3 1/4" X 10" | Horizontal | WS | 0.014 | 100 | 1 | 37 | 2.7 | Yes | N/A | N/A | N/A | N/A | N/A | 4507259
| Kitchen Range Hoods | Insert/Power Pack | Broan-NuTone LLC | Broan | BBN2303SS | 30 | 0 |  | 3 1/4" X 10" | Horizontal | HS | 0.1 | 300 | 3.5 | 143 | 2.0 | Yes | N/A | N/A | N/A | N/A | N/A | 4507259
| Kitchen Range Hoods | Insert/Power Pack | Broan-NuTone LLC | Broan | BBN2303SS | 30 | 0 |  | 6" | Vertical | WS | 0.016 | 110 | 1 | 37.1 | 2.9 | Yes | N/A | N/A | N/A | N/A | N/A | 4507259
| Kitchen Range Hoods | Insert/Power Pack | Broan-NuTone LLC | Broan | BBN2303SS | 30 | 0 |  | 6" | Vertical | HS | 0.1 | 290 | 4 | 143 | 2.0 | Yes | N/A | N/A | N/A | N/A | N/A | 4507259
| Kitchen Range Hoods | Insert/Power Pack | Broan-NuTone LLC | Broan | BBN2303SS | 30 | 0 |  | 3 1/4" X 10" | Vertical | WS | 0.017 | 120 | 1 | 37.3 | 3.2 | Yes | N/A | N/A | N/A | N/A | N/A | 4507259
| Kitchen Range Hoods | Insert/Power Pack | Broan-NuTone LLC | Broan | BBN2303SS | 30 | 0 |  | 3 1/4" X 10" | Vertical | HS | 0.1 | 300 | 3.5 | 144 | 2.0 | Yes | N/A | N/A | N/A | N/A | N/A | 4507259
| Kitchen Range Hoods | Insert/Power Pack | Broan-NuTone LLC | Broan | BBN2303SS | 30 | 0 |  | 3 1/4" X 10" | Horizontal | HS | 0.25 | 270 |  |  |  | Yes | N/A | N/A | N/A | N/A | N/A | 4507259
| Kitchen Range Hoods | Insert/Power Pack | Broan-NuTone LLC | Broan | BBN2303SS | 30 | 0 |  | 6" | Vertical | HS | 0.25 | 270 |  |  |  | Yes | N/A | N/A | N/A | N/A | N/A | 4507259
| Kitchen Range Hoods | Insert/Power Pack | Broan-NuTone LLC | Broan | BBN2303SS | 30 | 0 |  | 3 1/4" X 10" | Vertical | HS | 0.25 | 280 |  |  |  | Yes | N/A | N/A | N/A | N/A | N/A | 4507259
| Kitchen Range Hoods | Insert/Power Pack | Broan-NuTone LLC | Broan | BBN3306SS | 30 | 0 |  | 3 1/4" X 10" | Horizontal | WS | 0.005 | 120 | 0.3 | 47.2 | 2.5 | NO | N/A | N/A | N/A | N/A | N/A | 4507288
| Kitchen Range Hoods | Insert/Power Pack | Broan-NuTone LLC | Broan | BBN3306SS | 30 | 0 |  | 3 1/4" X 10" | Vertical | WS | 0.006 | 130 | <0.3 | 47.3 | 2.7 | NO | N/A | N/A | N/A | N/A | N/A | 4507288
| Kitchen Range Hoods | Insert/Power Pack | Broan-NuTone LLC | Broan | BBN3306SS | 30 | 0 |  | 3 1/4" X 10" | Vertical | HS | 0.1 | 580 | 9.5 | 361 | 1.6 | NO | N/A | N/A | N/A | N/A | N/A | 4507288
| Kitchen Range Hoods | Insert/Power Pack | Broan-NuTone LLC | Broan | BBN3306SS | 30 | 0 |  | 8" | Vertical | WS | 0.004 | 120 | 0.4 | 47.4 | 2.5 | NO | N/A | N/A | N/A | N/A | N/A | 4507288
| Kitchen Range Hoods | Insert/Power Pack | Broan-NuTone LLC | Broan | BBN3306SS | 30 | 0 |  | 8" | Vertical | HS | 0.1 | 600 | 10 | 373 | 1.6 | NO | N/A | N/A | N/A | N/A | N/A | 4507288
| Kitchen Range Hoods | Insert/Power Pack | Broan-NuTone LLC | Broan | BBN3306SS | 30 | 0 |  | 3 1/4" X 10" | Horizontal | HS | 0.1 | 580 | 10 | 362 | 1.6 | NO | N/A | N/A | N/A | N/A | N/A | 4507288
| Kitchen Range Hoods | Insert/Power Pack | Broan-NuTone LLC | Broan | BBN3306SS | 30 | 0 |  | 6" | Vertical | WS | 0.005 | 130 | 0.3 | 47.2 | 2.7 | NO | N/A | N/A | N/A | N/A | N/A | 4507288
| Kitchen Range Hoods | Insert/Power Pack | Broan-NuTone LLC | Broan | BBN3306SS | 30 | 0 |  | 6" | Vertical | HS | 0.1 | 580 | 11 | 362 | 1.6 | NO | N/A | N/A | N/A | N/A | N/A | 4507288
| Kitchen Range Hoods | Insert/Power Pack | Broan-NuTone LLC | Broan | BBN3306SS | 30 | 0 |  | 3 1/4" X 10" | Horizontal | HS | 0.25 | 560 |  |  |  | NO | N/A | N/A | N/A | N/A | N/A | 4507288
| Kitchen Range Hoods | Insert/Power Pack | Broan-NuTone LLC | Broan | BBN3306SS | 30 | 0 |  | 3 1/4" X 10" | Vertical | HS | 0.25 | 560 |  |  |  | NO | N/A | N/A | N/A | N/A | N/A | 4507288
| Kitchen Range Hoods | Insert/Power Pack | Broan-NuTone LLC | Broan | BBN3306SS | 30 | 0 |  | 6" | Vertical | HS | 0.25 | 560 |  |  |  | NO | N/A | N/A | N/A | N/A | N/A | 4507288
| Kitchen Range Hoods | Insert/Power Pack | Broan-NuTone LLC | Broan | BBN3306SS | 30 | 0 |  | 8" | Vertical | HS | 0.25 | 580 |  |  |  | NO | N/A | N/A | N/A | N/A | N/A | 4507288
| Kitchen Range Hoods | Insert/Power Pack | Broan-NuTone LLC | Broan | BBN3306SSC | 30 | 0 |  | 3 1/4" X 10" | Horizontal | WS | 0.005 | 120 | 0.3 | 47.2 | 2.5 | NO | N/A | N/A | N/A | N/A | N/A | 4507287
| Kitchen Range Hoods | Insert/Power Pack | Broan-NuTone LLC | Broan | BBN3306SSC | 30 | 0 |  | 3 1/4" X 10" | Horizontal | HS | 0.1 | 580 | 10 | 362 | 1.6 | NO | N/A | N/A | N/A | N/A | N/A | 4507287
| Kitchen Range Hoods | Insert/Power Pack | Broan-NuTone LLC | Broan | BBN3306SSC | 30 | 0 |  | 3 1/4" X 10" | Vertical | WS | 0.006 | 130 | <0.3 | 47.3 | 2.7 | NO | N/A | N/A | N/A | N/A | N/A | 4507287
| Kitchen Range Hoods | Insert/Power Pack | Broan-NuTone LLC | Broan | BBN3306SSC | 30 | 0 |  | 3 1/4" X 10" | Vertical | HS | 0.1 | 580 | 9.5 | 361 | 1.6 | NO | N/A | N/A | N/A | N/A | N/A | 4507287
| Kitchen Range Hoods | Insert/Power Pack | Broan-NuTone LLC | Broan | BBN3306SSC | 30 | 0 |  | 6" | Vertical | WS | 0.005 | 130 | 0.3 | 47.2 | 2.7 | NO | N/A | N/A | N/A | N/A | N/A | 4507287
| Kitchen Range Hoods | Insert/Power Pack | Broan-NuTone LLC | Broan | BBN3306SSC | 30 | 0 |  | 6" | Vertical | HS | 0.1 | 580 | 11 | 362 | 1.6 | NO | N/A | N/A | N/A | N/A | N/A | 4507287
| Kitchen Range Hoods | Insert/Power Pack | Broan-NuTone LLC | Broan | BBN3306SSC | 30 | 0 |  | 8" | Vertical | WS | 0.004 | 120 | 0.4 | 47.4 | 2.5 | NO | N/A | N/A | N/A | N/A | N/A | 4507287
| Kitchen Range Hoods | Insert/Power Pack | Broan-NuTone LLC | Broan | BBN3306SSC | 30 | 0 |  | 8" | Vertical | HS | 0.1 | 600 | 10 | 373 | 1.6 | NO | N/A | N/A | N/A | N/A | N/A | 4507287
| Kitchen Range Hoods | Insert/Power Pack | Broan-NuTone LLC | Broan | BBN3306SSC | 30 | 0 |  | 3 1/4" X 10" | Horizontal | HS | 0.25 | 560 |  |  |  | NO | N/A | N/A | N/A | N/A | N/A | 4507287
| Kitchen Range Hoods | Insert/Power Pack | Broan-NuTone LLC | Broan | BBN3306SSC | 30 | 0 |  | 3 1/4" X 10" | Vertical | HS | 0.25 | 560 |  |  |  | NO | N/A | N/A | N/A | N/A | N/A | 4507287
| Kitchen Range Hoods | Insert/Power Pack | Broan-NuTone LLC | Broan | BBN3306SSC | 30 | 0 |  | 6" | Vertical | HS | 0.25 | 560 |  |  |  | NO | N/A | N/A | N/A | N/A | N/A | 4507287
| Kitchen Range Hoods | Insert/Power Pack | Broan-NuTone LLC | Broan | BBN3306SSC | 30 | 0 |  | 8" | Vertical | HS | 0.25 | 580 |  |  |  | NO | N/A | N/A | N/A | N/A | N/A | 4507287
| Bathroom Exhaust Fans |  | Ventamatic Ltd. | QuFresh | BC100 |  | 0 |  | 4" | Horizontal | HS | 0.25 | 90 | 1.2 | 22.1 | 4.0 | Yes | Yes | Yes | Yes | Yes | Yes | 1006578
| Bathroom Exhaust Fans |  | Ventamatic Ltd. | QuFresh | BC100 |  | 0 |  | 4" | Horizontal | HS | 0.1 | 100 | 0.8 | 22.9 | 4.3 | Yes | Yes | Yes | Yes | Yes | Yes | 1006578
| Kitchen Range Hoods | Insert/Power Pack | Broan-NuTone LLC | Broan (Canada) | BC2130SS | 30 | 0 |  | 3" X 10" | Vertical | HS | 0.1 | 300 | 8.5 | 171 | 1.7 | NO | N/A | N/A | N/A | N/A | N/A | 4507721
| Kitchen Range Hoods | Insert/Power Pack | Broan-NuTone LLC | Broan (Canada) | BC2130SS | 30 | 0 |  | 3" X 10" | Vertical | WS | 0.021 | 130 | 2 | 43 | 3.0 | NO | N/A | N/A | N/A | N/A | N/A | 4507721
| Kitchen Range Hoods | Insert/Power Pack | Broan-NuTone LLC | Broan (Canada) | BC2130SS | 30 | 0 |  | 3" X 10" | Horizontal | HS | 0.1 | 300 | 9.5 | 174 | 1.7 | NO | N/A | N/A | N/A | N/A | N/A | 4507721
| Kitchen Range Hoods | Insert/Power Pack | Broan-NuTone LLC | Broan (Canada) | BC2130SS | 30 | 0 |  | 3" X 10" | Horizontal | WS | 0.016 | 130 | 2 | 42.9 | 3.0 | NO | N/A | N/A | N/A | N/A | N/A | 4507721
| Kitchen Range Hoods | Insert/Power Pack | Broan-NuTone LLC | Broan (Canada) | BC2130SS | 30 | 0 |  | 3" X 10" | Vertical | HS | 0.25 | 270 |  |  |  | NO | N/A | N/A | N/A | N/A | N/A | 4507721
| Kitchen Range Hoods | Insert/Power Pack | Broan-NuTone LLC | Broan (Canada) | BC2130SS | 30 | 0 |  | 3" X 10" | Horizontal | HS | 0.25 | 280 |  |  |  | NO | N/A | N/A | N/A | N/A | N/A | 4507721
| Kitchen Range Hoods | Insert/Power Pack | Broan-NuTone LLC | Broan (Canada) | BC4130SS | 30 | 0 |  | 3" X 10" | Vertical | HS | 0.1 | 500 | 10.5 | 327 | 1.5 | NO | N/A | N/A | N/A | N/A | N/A | 4507722
| Kitchen Range Hoods | Insert/Power Pack | Broan-NuTone LLC | Broan (Canada) | BC4130SS | 30 | 0 |  | 3" X 10" | Vertical | WS | 0.007 | 130 | 0.3 | 38.5 | 3.3 | NO | N/A | N/A | N/A | N/A | N/A | 4507722
| Kitchen Range Hoods | Insert/Power Pack | Broan-NuTone LLC | Broan (Canada) | BC4130SS | 30 | 0 |  | 3" X 10" | Horizontal | HS | 0.1 | 600 | 11.5 | 340 | 1.7 | NO | N/A | N/A | N/A | N/A | N/A | 4507722
| Kitchen Range Hoods | Insert/Power Pack | Broan-NuTone LLC | Broan (Canada) | BC4130SS | 30 | 0 |  | 3" X 10" | Horizontal | WS | 0.005 | 130 | 0.4 | 38.4 | 3.3 | NO | N/A | N/A | N/A | N/A | N/A | 4507722
| Kitchen Range Hoods | Insert/Power Pack | Broan-NuTone LLC | Broan (Canada) | BC4130SS | 30 | 0 |  | 3" X 10" | Vertical | HS | 0.25 | 450 |  |  |  | NO | N/A | N/A | N/A | N/A | N/A | 4507722
| Kitchen Range Hoods | Insert/Power Pack | Broan-NuTone LLC | Broan (Canada) | BC4130SS | 30 | 0 |  | 3" X 10" | Horizontal | HS | 0.25 | 550 |  |  |  | NO | N/A | N/A | N/A | N/A | N/A | 4507722
| Bathroom Exhaust Fans |  | Ventamatic Ltd. | QuFresh | BC80 |  | 0 |  | 4" | Horizontal | HS | 0.25 | 62 | 0.9 | 15.5 | 4.0 | Yes | Yes | Yes | Yes | Yes | Yes | 1006577
| Bathroom Exhaust Fans |  | Ventamatic Ltd. | QuFresh | BC80 |  | 0 |  | 4" | Horizontal | HS | 0.1 | 80 | <0.3 | 16.2 | 4.9 | Yes | Yes | Yes | Yes | Yes | Yes | 1006577
| Kitchen Range Hoods |  | Broan-NuTone LLC | Broan (Canada) | BCDA130BL | 30 | 0 |  | 3 1/4" X 10" | Horizontal | WS | 0.029 | 110 | 1.5 | 25.8 | 4.2 | NO | N/A | N/A | N/A | N/A | N/A | 4506853
| Kitchen Range Hoods |  | Broan-NuTone LLC | Broan (Canada) | BCDA130BL | 30 | 0 |  | 3 1/4" X 10" | Horizontal | HS | 0.1 | 210 | 5 | 50.6 | 4.1 | NO | N/A | N/A | N/A | N/A | N/A | 4506853
| Kitchen Range Hoods |  | Broan-NuTone LLC | Broan (Canada) | BCDA130BL | 30 | 0 |  | 3 1/4" X 10" | Vertical | WS | 0.034 | 130 | 1.5 | 25.8 | 5.0 | NO | N/A | N/A | N/A | N/A | N/A | 4506853
| Kitchen Range Hoods |  | Broan-NuTone LLC | Broan (Canada) | BCDA130BL | 30 | 0 |  | 3 1/4" X 10" | Vertical | HS | 0.1 | 220 | 5 | 50.4 | 4.3 | NO | N/A | N/A | N/A | N/A | N/A | 4506853
| Kitchen Range Hoods |  | Broan-NuTone LLC | Broan (Canada) | BCDA130BL | 30 | 0 |  | 7" | Vertical | WS | 0.035 | 140 | 1.5 | 25.8 | 5.4 | NO | N/A | N/A | N/A | N/A | N/A | 4506853
| Kitchen Range Hoods |  | Broan-NuTone LLC | Broan (Canada) | BCDA130BL | 30 | 0 |  | 7" | Vertical | HS | 0.1 | 240 | 5 | 49.9 | 4.8 | NO | N/A | N/A | N/A | N/A | N/A | 4506853
| Kitchen Range Hoods |  | Broan-NuTone LLC | Broan (Canada) | BCDA130BL | 30 | 0 |  | 3 1/4" X 10" | Horizontal | HS | 0.25 | 115 |  |  |  | NO | N/A | N/A | N/A | N/A | N/A | 4506853
| Kitchen Range Hoods |  | Broan-NuTone LLC | Broan (Canada) | BCDA130BL | 30 | 0 |  | 3 1/4" X 10" | Vertical | HS | 0.25 | 125 |  |  |  | NO | N/A | N/A | N/A | N/A | N/A | 4506853
| Kitchen Range Hoods |  | Broan-NuTone LLC | Broan (Canada) | BCDA130BL | 30 | 0 |  | 7" | Vertical | HS | 0.25 | 100 |  |  |  | NO | N/A | N/A | N/A | N/A | N/A | 4506853
| Kitchen Range Hoods |  | Broan-NuTone LLC | Broan (Canada) | BCDA130BLS | 30 | 0 |  | 3 1/4" X 10" | Horizontal | WS | 0.029 | 110 | 1.5 | 25.8 | 4.2 | NO | N/A | N/A | N/A | N/A | N/A | 4506854
| Kitchen Range Hoods |  | Broan-NuTone LLC | Broan (Canada) | BCDA130BLS | 30 | 0 |  | 3 1/4" X 10" | Horizontal | HS | 0.1 | 210 | 5 | 50.6 | 4.1 | NO | N/A | N/A | N/A | N/A | N/A | 4506854
| Kitchen Range Hoods |  | Broan-NuTone LLC | Broan (Canada) | BCDA130BLS | 30 | 0 |  | 3 1/4" X 10" | Vertical | WS | 0.034 | 130 | 1.5 | 25.8 | 5.0 | NO | N/A | N/A | N/A | N/A | N/A | 4506854
| Kitchen Range Hoods |  | Broan-NuTone LLC | Broan (Canada) | BCDA130BLS | 30 | 0 |  | 3 1/4" X 10" | Vertical | HS | 0.1 | 220 | 5 | 50.4 | 4.3 | NO | N/A | N/A | N/A | N/A | N/A | 4506854
| Kitchen Range Hoods |  | Broan-NuTone LLC | Broan (Canada) | BCDA130BLS | 30 | 0 |  | 7" | Vertical | WS | 0.035 | 140 | 1.5 | 25.8 | 5.4 | NO | N/A | N/A | N/A | N/A | N/A | 4506854
| Kitchen Range Hoods |  | Broan-NuTone LLC | Broan (Canada) | BCDA130BLS | 30 | 0 |  | 7" | Vertical | HS | 0.1 | 240 | 5 | 49.9 | 4.8 | NO | N/A | N/A | N/A | N/A | N/A | 4506854
| Kitchen Range Hoods |  | Broan-NuTone LLC | Broan (Canada) | BCDA130BLS | 30 | 0 |  | 3 1/4" X 10" | Horizontal | HS | 0.25 | 115 |  |  |  | NO | N/A | N/A | N/A | N/A | N/A | 4506854
| Kitchen Range Hoods |  | Broan-NuTone LLC | Broan (Canada) | BCDA130BLS | 30 | 0 |  | 3 1/4" X 10" | Vertical | HS | 0.25 | 125 |  |  |  | NO | N/A | N/A | N/A | N/A | N/A | 4506854
| Kitchen Range Hoods |  | Broan-NuTone LLC | Broan (Canada) | BCDA130BLS | 30 | 0 |  | 7" | Vertical | HS | 0.25 | 100 |  |  |  | NO | N/A | N/A | N/A | N/A | N/A | 4506854
| Kitchen Range Hoods |  | Broan-NuTone LLC | Broan (Canada) | BCDA130SS | 30 | 0 |  | 3 1/4" X 10" | Horizontal | WS | 0.029 | 110 | 1.5 | 25.8 | 4.2 | NO | N/A | N/A | N/A | N/A | N/A | 4506855
| Kitchen Range Hoods |  | Broan-NuTone LLC | Broan (Canada) | BCDA130SS | 30 | 0 |  | 3 1/4" X 10" | Horizontal | HS | 0.1 | 210 | 5 | 50.6 | 4.1 | NO | N/A | N/A | N/A | N/A | N/A | 4506855
| Kitchen Range Hoods |  | Broan-NuTone LLC | Broan (Canada) | BCDA130SS | 30 | 0 |  | 3 1/4" X 10" | Vertical | WS | 0.034 | 130 | 1.5 | 25.8 | 5.0 | NO | N/A | N/A | N/A | N/A | N/A | 4506855
| Kitchen Range Hoods |  | Broan-NuTone LLC | Broan (Canada) | BCDA130SS | 30 | 0 |  | 3 1/4" X 10" | Vertical | HS | 0.1 | 220 | 5 | 50.4 | 4.3 | NO | N/A | N/A | N/A | N/A | N/A | 4506855
| Kitchen Range Hoods |  | Broan-NuTone LLC | Broan (Canada) | BCDA130SS | 30 | 0 |  | 7" | Vertical | WS | 0.035 | 140 | 1.5 | 25.8 | 5.4 | NO | N/A | N/A | N/A | N/A | N/A | 4506855
| Kitchen Range Hoods |  | Broan-NuTone LLC | Broan (Canada) | BCDA130SS | 30 | 0 |  | 7" | Vertical | HS | 0.1 | 240 | 5 | 49.9 | 4.8 | NO | N/A | N/A | N/A | N/A | N/A | 4506855
| Kitchen Range Hoods |  | Broan-NuTone LLC | Broan (Canada) | BCDA130SS | 30 | 0 |  | 3 1/4" X 10" | Horizontal | HS | 0.25 | 115 |  |  |  | NO | N/A | N/A | N/A | N/A | N/A | 4506855
| Kitchen Range Hoods |  | Broan-NuTone LLC | Broan (Canada) | BCDA130SS | 30 | 0 |  | 3 1/4" X 10" | Vertical | HS | 0.25 | 125 |  |  |  | NO | N/A | N/A | N/A | N/A | N/A | 4506855
| Kitchen Range Hoods |  | Broan-NuTone LLC | Broan (Canada) | BCDA130SS | 30 | 0 |  | 7" | Vertical | HS | 0.25 | 100 |  |  |  | NO | N/A | N/A | N/A | N/A | N/A | 4506855
| Kitchen Range Hoods |  | Broan-NuTone LLC | Broan (Canada) | BCDA130WW | 30 | 0 |  | 3 1/4" X 10" | Horizontal | WS | 0.029 | 110 | 1.5 | 25.8 | 4.2 | NO | N/A | N/A | N/A | N/A | N/A | 4506856
| Kitchen Range Hoods |  | Broan-NuTone LLC | Broan (Canada) | BCDA130WW | 30 | 0 |  | 3 1/4" X 10" | Horizontal | HS | 0.1 | 210 | 5 | 50.6 | 4.1 | NO | N/A | N/A | N/A | N/A | N/A | 4506856
| Kitchen Range Hoods |  | Broan-NuTone LLC | Broan (Canada) | BCDA130WW | 30 | 0 |  | 3 1/4" X 10" | Vertical | WS | 0.034 | 130 | 1.5 | 25.8 | 5.0 | NO | N/A | N/A | N/A | N/A | N/A | 4506856
| Kitchen Range Hoods |  | Broan-NuTone LLC | Broan (Canada) | BCDA130WW | 30 | 0 |  | 3 1/4" X 10" | Vertical | HS | 0.1 | 220 | 5 | 50.4 | 4.3 | NO | N/A | N/A | N/A | N/A | N/A | 4506856
| Kitchen Range Hoods |  | Broan-NuTone LLC | Broan (Canada) | BCDA130WW | 30 | 0 |  | 7" | Vertical | WS | 0.035 | 140 | 1.5 | 25.8 | 5.4 | NO | N/A | N/A | N/A | N/A | N/A | 4506856
| Kitchen Range Hoods |  | Broan-NuTone LLC | Broan (Canada) | BCDA130WW | 30 | 0 |  | 7" | Vertical | HS | 0.1 | 240 | 5 | 49.9 | 4.8 | NO | N/A | N/A | N/A | N/A | N/A | 4506856
| Kitchen Range Hoods |  | Broan-NuTone LLC | Broan (Canada) | BCDA130WW | 30 | 0 |  | 3 1/4" X 10" | Horizontal | HS | 0.25 | 115 |  |  |  | NO | N/A | N/A | N/A | N/A | N/A | 4506856
| Kitchen Range Hoods |  | Broan-NuTone LLC | Broan (Canada) | BCDA130WW | 30 | 0 |  | 3 1/4" X 10" | Vertical | HS | 0.25 | 125 |  |  |  | NO | N/A | N/A | N/A | N/A | N/A | 4506856
| Kitchen Range Hoods |  | Broan-NuTone LLC | Broan (Canada) | BCDA130WW | 30 | 0 |  | 7" | Vertical | HS | 0.25 | 100 |  |  |  | NO | N/A | N/A | N/A | N/A | N/A | 4506856
| Kitchen Range Hoods | Undercabinet | Broan-NuTone LLC | Broan | BCDF130BLS | 30 | 0 |  | 3 1/4" X 10" | Horizontal | WS | 0.027 | 110 | 1.5 | 28.7 | 3.8 | NO | N/A | N/A | N/A | N/A | N/A | 4508006
| Kitchen Range Hoods | Undercabinet | Broan-NuTone LLC | Broan | BCDF130BLS | 30 | 0 |  | 3 1/4" X 10" | Horizontal | HS | 0.1 | 240 | 6 | 62.9 | 3.8 | NO | N/A | N/A | N/A | N/A | N/A | 4508006
| Kitchen Range Hoods | Undercabinet | Broan-NuTone LLC | Broan | BCDF130BLS | 30 | 0 |  | 3 1/4" X 10" | Vertical | WS | 0.031 | 130 | 1.5 | 28.6 | 4.5 | NO | N/A | N/A | N/A | N/A | N/A | 4508006
| Kitchen Range Hoods | Undercabinet | Broan-NuTone LLC | Broan | BCDF130BLS | 30 | 0 |  | 3 1/4" X 10" | Vertical | HS | 0.1 | 240 | 6 | 62.3 | 3.8 | NO | N/A | N/A | N/A | N/A | N/A | 4508006
| Kitchen Range Hoods | Undercabinet | Broan-NuTone LLC | Broan | BCDF130BLS | 30 | 0 |  | 7" | Vertical | WS | 0.033 | 140 | 2 | 28.7 | 4.8 | NO | N/A | N/A | N/A | N/A | N/A | 4508006
| Kitchen Range Hoods | Undercabinet | Broan-NuTone LLC | Broan | BCDF130BLS | 30 | 0 |  | 7" | Vertical | HS | 0.1 | 260 | 5.5 | 61.7 | 4.2 | NO | N/A | N/A | N/A | N/A | N/A | 4508006
| Kitchen Range Hoods | Undercabinet | Broan-NuTone LLC | Broan | BCDF130BLS | 30 | 0 |  | 3 1/4" X 10" | Horizontal | HS | 0.25 | 160 |  |  |  | NO | N/A | N/A | N/A | N/A | N/A | 4508006
| Kitchen Range Hoods | Undercabinet | Broan-NuTone LLC | Broan | BCDF130BLS | 30 | 0 |  | 3 1/4" X 10" | Vertical | HS | 0.25 | 150 |  |  |  | NO | N/A | N/A | N/A | N/A | N/A | 4508006
| Kitchen Range Hoods | Undercabinet | Broan-NuTone LLC | Broan | BCDF130BLS | 30 | 0 |  | 7" | Vertical | HS | 0.25 | 115 |  |  |  | NO | N/A | N/A | N/A | N/A | N/A | 4508006
| Kitchen Range Hoods | Undercabinet | Broan-NuTone LLC | Broan | BCDF130SS | 30 | 0 |  | 3 1/4" X 10" | Horizontal | WS | 0.027 | 110 | 1.5 | 28.7 | 3.8 | NO | N/A | N/A | N/A | N/A | N/A | 4508005
| Kitchen Range Hoods | Undercabinet | Broan-NuTone LLC | Broan | BCDF130SS | 30 | 0 |  | 3 1/4" X 10" | Horizontal | HS | 0.1 | 240 | 6 | 62.9 | 3.8 | NO | N/A | N/A | N/A | N/A | N/A | 4508005
| Kitchen Range Hoods | Undercabinet | Broan-NuTone LLC | Broan | BCDF130SS | 30 | 0 |  | 3 1/4" X 10" | Vertical | WS | 0.031 | 130 | 1.5 | 28.6 | 4.5 | NO | N/A | N/A | N/A | N/A | N/A | 4508005
| Kitchen Range Hoods | Undercabinet | Broan-NuTone LLC | Broan | BCDF130SS | 30 | 0 |  | 3 1/4" X 10" | Vertical | HS | 0.1 | 240 | 6 | 62.3 | 3.8 | NO | N/A | N/A | N/A | N/A | N/A | 4508005
| Kitchen Range Hoods | Undercabinet | Broan-NuTone LLC | Broan | BCDF130SS | 30 | 0 |  | 7" | Vertical | WS | 0.033 | 140 | 2 | 28.7 | 4.8 | NO | N/A | N/A | N/A | N/A | N/A | 4508005
| Kitchen Range Hoods | Undercabinet | Broan-NuTone LLC | Broan | BCDF130SS | 30 | 0 |  | 7" | Vertical | HS | 0.1 | 260 | 5.5 | 61.7 | 4.2 | NO | N/A | N/A | N/A | N/A | N/A | 4508005
| Kitchen Range Hoods | Undercabinet | Broan-NuTone LLC | Broan | BCDF130SS | 30 | 0 |  | 3 1/4" X 10" | Horizontal | HS | 0.25 | 160 |  |  |  | NO | N/A | N/A | N/A | N/A | N/A | 4508005
| Kitchen Range Hoods | Undercabinet | Broan-NuTone LLC | Broan | BCDF130SS | 30 | 0 |  | 3 1/4" X 10" | Vertical | HS | 0.25 | 150 |  |  |  | NO | N/A | N/A | N/A | N/A | N/A | 4508005
| Kitchen Range Hoods | Undercabinet | Broan-NuTone LLC | Broan | BCDF130SS | 30 | 0 |  | 7" | Vertical | HS | 0.25 | 115 |  |  |  | NO | N/A | N/A | N/A | N/A | N/A | 4508005
| Kitchen Range Hoods | Undercabinet | Broan-NuTone LLC | Broan | BCDF136SS | 36 | 0 |  | 3 1/4" X 10" | Horizontal | WS | 0.027 | 110 | 1.5 | 28.7 | 3.8 | NO | N/A | N/A | N/A | N/A | N/A | 4508003
| Kitchen Range Hoods | Undercabinet | Broan-NuTone LLC | Broan | BCDF136SS | 36 | 0 |  | 3 1/4" X 10" | Horizontal | HS | 0.1 | 240 | 6 | 62.9 | 3.8 | NO | N/A | N/A | N/A | N/A | N/A | 4508003
| Kitchen Range Hoods | Undercabinet | Broan-NuTone LLC | Broan | BCDF136SS | 36 | 0 |  | 3 1/4" X 10" | Vertical | WS | 0.031 | 130 | 1.5 | 28.6 | 4.5 | NO | N/A | N/A | N/A | N/A | N/A | 4508003
| Kitchen Range Hoods | Undercabinet | Broan-NuTone LLC | Broan | BCDF136SS | 36 | 0 |  | 3 1/4" X 10" | Vertical | HS | 0.1 | 240 | 6 | 62.3 | 3.8 | NO | N/A | N/A | N/A | N/A | N/A | 4508003
| Kitchen Range Hoods | Undercabinet | Broan-NuTone LLC | Broan | BCDF136SS | 36 | 0 |  | 7" | Vertical | WS | 0.033 | 140 | 2 | 28.7 | 4.8 | NO | N/A | N/A | N/A | N/A | N/A | 4508003
| Kitchen Range Hoods | Undercabinet | Broan-NuTone LLC | Broan | BCDF136SS | 36 | 0 |  | 7" | Vertical | HS | 0.1 | 260 | 5.5 | 61.7 | 4.2 | NO | N/A | N/A | N/A | N/A | N/A | 4508003
| Kitchen Range Hoods | Undercabinet | Broan-NuTone LLC | Broan | BCDF136SS | 36 | 0 |  | 3 1/4" X 10" | Horizontal | HS | 0.25 | 160 |  |  |  | NO | N/A | N/A | N/A | N/A | N/A | 4508003
| Kitchen Range Hoods | Undercabinet | Broan-NuTone LLC | Broan | BCDF136SS | 36 | 0 |  | 3 1/4" X 10" | Vertical | HS | 0.25 | 150 |  |  |  | NO | N/A | N/A | N/A | N/A | N/A | 4508003
| Kitchen Range Hoods | Undercabinet | Broan-NuTone LLC | Broan | BCDF136SS | 36 | 0 |  | 7" | Vertical | HS | 0.25 | 115 |  |  |  | NO | N/A | N/A | N/A | N/A | N/A | 4508003
| Kitchen Range Hoods | Undercabinet | Broan-NuTone LLC | Broan | BCDF142SS | 42 | 0 |  | 3 1/4" X 10" | Horizontal | WS | 0.027 | 110 | 1.5 | 28.7 | 3.8 | NO | N/A | N/A | N/A | N/A | N/A | 4508002
| Kitchen Range Hoods | Undercabinet | Broan-NuTone LLC | Broan | BCDF142SS | 42 | 0 |  | 3 1/4" X 10" | Horizontal | HS | 0.1 | 240 | 6 | 62.9 | 3.8 | NO | N/A | N/A | N/A | N/A | N/A | 4508002
| Kitchen Range Hoods | Undercabinet | Broan-NuTone LLC | Broan | BCDF142SS | 42 | 0 |  | 3 1/4" X 10" | Vertical | WS | 0.031 | 130 | 1.5 | 28.6 | 4.5 | NO | N/A | N/A | N/A | N/A | N/A | 4508002
| Kitchen Range Hoods | Undercabinet | Broan-NuTone LLC | Broan | BCDF142SS | 42 | 0 |  | 3 1/4" X 10" | Vertical | HS | 0.1 | 240 | 6 | 62.3 | 3.8 | NO | N/A | N/A | N/A | N/A | N/A | 4508002
| Kitchen Range Hoods | Undercabinet | Broan-NuTone LLC | Broan | BCDF142SS | 42 | 0 |  | 7" | Vertical | WS | 0.033 | 140 | 2 | 28.7 | 4.8 | NO | N/A | N/A | N/A | N/A | N/A | 4508002
| Kitchen Range Hoods | Undercabinet | Broan-NuTone LLC | Broan | BCDF142SS | 42 | 0 |  | 7" | Vertical | HS | 0.1 | 260 | 5.5 | 61.7 | 4.2 | NO | N/A | N/A | N/A | N/A | N/A | 4508002
| Kitchen Range Hoods | Undercabinet | Broan-NuTone LLC | Broan | BCDF142SS | 42 | 0 |  | 3 1/4" X 10" | Horizontal | HS | 0.25 | 160 |  |  |  | NO | N/A | N/A | N/A | N/A | N/A | 4508002
| Kitchen Range Hoods | Undercabinet | Broan-NuTone LLC | Broan | BCDF142SS | 42 | 0 |  | 3 1/4" X 10" | Vertical | HS | 0.25 | 150 |  |  |  | NO | N/A | N/A | N/A | N/A | N/A | 4508002
| Kitchen Range Hoods | Undercabinet | Broan-NuTone LLC | Broan | BCDF142SS | 42 | 0 |  | 7" | Vertical | HS | 0.25 | 115 |  |  |  | NO | N/A | N/A | N/A | N/A | N/A | 4508002
| Kitchen Range Hoods | Undercabinet | Broan-NuTone LLC | Broan (Canada) | BCDH130SS | 30 | 0 |  | 3 1/4" X 10" | Horizontal | WS | 0.015 | 150 | 0.4 | 34.8 | 4.3 | NO | N/A | N/A | N/A | N/A | N/A | 4507923
| Kitchen Range Hoods | Undercabinet | Broan-NuTone LLC | Broan (Canada) | BCDH130SS | 30 | 0 |  | 3 1/4" X 10" | Horizontal | HS | 0.1 | 400 | 5.5 | 131 | 3.0 | NO | N/A | N/A | N/A | N/A | N/A | 4507923
| Kitchen Range Hoods | Undercabinet | Broan-NuTone LLC | Broan (Canada) | BCDH130SS | 30 | 0 |  | 3 1/4" X 10" | Vertical | WS | 0.016 | 140 | 0.4 | 34.8 | 4.0 | NO | N/A | N/A | N/A | N/A | N/A | 4507923
| Kitchen Range Hoods | Undercabinet | Broan-NuTone LLC | Broan (Canada) | BCDH130SS | 30 | 0 |  | 3 1/4" X 10" | Vertical | HS | 0.1 | 360 | 6 | 130 | 2.7 | NO | N/A | N/A | N/A | N/A | N/A | 4507923
| Kitchen Range Hoods | Undercabinet | Broan-NuTone LLC | Broan (Canada) | BCDH130SS | 30 | 0 |  | 7" | Vertical | WS | 0.016 | 150 | 0.4 | 34.7 | 4.3 | NO | N/A | N/A | N/A | N/A | N/A | 4507923
| Kitchen Range Hoods | Undercabinet | Broan-NuTone LLC | Broan (Canada) | BCDH130SS | 30 | 0 |  | 7" | Vertical | HS | 0.1 | 380 | 5.5 | 129 | 2.9 | NO | N/A | N/A | N/A | N/A | N/A | 4507923
| Kitchen Range Hoods | Undercabinet | Broan-NuTone LLC | Broan (Canada) | BCDH130SS | 30 | 0 |  | 3 1/4" X 10" | Horizontal | HS | 0.25 | 340 |  |  |  | NO | N/A | N/A | N/A | N/A | N/A | 4507923
| Kitchen Range Hoods | Undercabinet | Broan-NuTone LLC | Broan (Canada) | BCDH130SS | 30 | 0 |  | 3 1/4" X 10" | Vertical | HS | 0.25 | 310 |  |  |  | NO | N/A | N/A | N/A | N/A | N/A | 4507923
| Kitchen Range Hoods | Undercabinet | Broan-NuTone LLC | Broan (Canada) | BCDH130SS | 30 | 0 |  | 7" | Vertical | HS | 0.25 | 320 |  |  |  | NO | N/A | N/A | N/A | N/A | N/A | 4507923
| Kitchen Range Hoods | Undercabinet | Broan-NuTone LLC | Broan (Canada) | BCDH130WW | 30 | 0 |  | 3 1/4" X 10" | Horizontal | WS | 0.015 | 150 | 0.4 | 34.8 | 4.3 | NO | N/A | N/A | N/A | N/A | N/A | 4507924
| Kitchen Range Hoods | Undercabinet | Broan-NuTone LLC | Broan (Canada) | BCDH130WW | 30 | 0 |  | 3 1/4" X 10" | Horizontal | HS | 0.1 | 400 | 5.5 | 131 | 3.0 | NO | N/A | N/A | N/A | N/A | N/A | 4507924
| Kitchen Range Hoods | Undercabinet | Broan-NuTone LLC | Broan (Canada) | BCDH130WW | 30 | 0 |  | 3 1/4" X 10" | Vertical | WS | 0.016 | 140 | 0.4 | 34.8 | 4.0 | NO | N/A | N/A | N/A | N/A | N/A | 4507924
| Kitchen Range Hoods | Undercabinet | Broan-NuTone LLC | Broan (Canada) | BCDH130WW | 30 | 0 |  | 3 1/4" X 10" | Vertical | HS | 0.1 | 360 | 6 | 130 | 2.7 | NO | N/A | N/A | N/A | N/A | N/A | 4507924
| Kitchen Range Hoods | Undercabinet | Broan-NuTone LLC | Broan (Canada) | BCDH130WW | 30 | 0 |  | 7" | Vertical | WS | 0.016 | 150 | 0.4 | 34.7 | 4.3 | NO | N/A | N/A | N/A | N/A | N/A | 4507924
| Kitchen Range Hoods | Undercabinet | Broan-NuTone LLC | Broan (Canada) | BCDH130WW | 30 | 0 |  | 7" | Vertical | HS | 0.1 | 380 | 5.5 | 129 | 2.9 | NO | N/A | N/A | N/A | N/A | N/A | 4507924
| Kitchen Range Hoods | Undercabinet | Broan-NuTone LLC | Broan (Canada) | BCDH130WW | 30 | 0 |  | 3 1/4" X 10" | Horizontal | HS | 0.25 | 340 |  |  |  | NO | N/A | N/A | N/A | N/A | N/A | 4507924
| Kitchen Range Hoods | Undercabinet | Broan-NuTone LLC | Broan (Canada) | BCDH130WW | 30 | 0 |  | 3 1/4" X 10" | Vertical | HS | 0.25 | 310 |  |  |  | NO | N/A | N/A | N/A | N/A | N/A | 4507924
| Kitchen Range Hoods | Undercabinet | Broan-NuTone LLC | Broan (Canada) | BCDH130WW | 30 | 0 |  | 7" | Vertical | HS | 0.25 | 320 |  |  |  | NO | N/A | N/A | N/A | N/A | N/A | 4507924
| Kitchen Range Hoods | Undercabinet | Broan-NuTone LLC | Broan | BCDJ130BL | 30 | 0 |  | 3 1/4" X 10" | Horizontal | WS | 0.015 | 150 | 0.4 | 34.8 | 4.3 | NO | N/A | N/A | N/A | N/A | N/A | 4507925
| Kitchen Range Hoods | Undercabinet | Broan-NuTone LLC | Broan | BCDJ130BL | 30 | 0 |  | 3 1/4" X 10" | Horizontal | HS | 0.1 | 400 | 5.5 | 131 | 3.0 | NO | N/A | N/A | N/A | N/A | N/A | 4507925
| Kitchen Range Hoods | Undercabinet | Broan-NuTone LLC | Broan | BCDJ130BL | 30 | 0 |  | 3 1/4" X 10" | Vertical | WS | 0.016 | 140 | 0.4 | 34.8 | 4.0 | NO | N/A | N/A | N/A | N/A | N/A | 4507925
| Kitchen Range Hoods | Undercabinet | Broan-NuTone LLC | Broan | BCDJ130BL | 30 | 0 |  | 3 1/4" X 10" | Vertical | HS | 0.1 | 360 | 6 | 130 | 2.7 | NO | N/A | N/A | N/A | N/A | N/A | 4507925
| Kitchen Range Hoods | Undercabinet | Broan-NuTone LLC | Broan | BCDJ130BL | 30 | 0 |  | 7" | Vertical | WS | 0.016 | 150 | 0.4 | 34.7 | 4.3 | NO | N/A | N/A | N/A | N/A | N/A | 4507925
| Kitchen Range Hoods | Undercabinet | Broan-NuTone LLC | Broan | BCDJ130BL | 30 | 0 |  | 7" | Vertical | HS | 0.1 | 380 | 5.5 | 129 | 2.9 | NO | N/A | N/A | N/A | N/A | N/A | 4507925
| Kitchen Range Hoods | Undercabinet | Broan-NuTone LLC | Broan | BCDJ130BL | 30 | 0 |  | 3 1/4" X 10" | Horizontal | HS | 0.25 | 340 |  |  |  | NO | N/A | N/A | N/A | N/A | N/A | 4507925
| Kitchen Range Hoods | Undercabinet | Broan-NuTone LLC | Broan | BCDJ130BL | 30 | 0 |  | 3 1/4" X 10" | Vertical | HS | 0.25 | 310 |  |  |  | NO | N/A | N/A | N/A | N/A | N/A | 4507925
| Kitchen Range Hoods | Undercabinet | Broan-NuTone LLC | Broan | BCDJ130BL | 30 | 0 |  | 7" | Vertical | HS | 0.25 | 320 |  |  |  | NO | N/A | N/A | N/A | N/A | N/A | 4507925
| Kitchen Range Hoods | Undercabinet | Broan-NuTone LLC | Broan | BCDJ130SS | 30 | 0 |  | 3 1/4" X 10" | Horizontal | WS | 0.015 | 150 | 0.4 | 34.8 | 4.3 | NO | N/A | N/A | N/A | N/A | N/A | 4507926
| Kitchen Range Hoods | Undercabinet | Broan-NuTone LLC | Broan | BCDJ130SS | 30 | 0 |  | 3 1/4" X 10" | Horizontal | HS | 0.1 | 400 | 5.5 | 131 | 3.0 | NO | N/A | N/A | N/A | N/A | N/A | 4507926
| Kitchen Range Hoods | Undercabinet | Broan-NuTone LLC | Broan | BCDJ130SS | 30 | 0 |  | 3 1/4" X 10" | Vertical | WS | 0.016 | 140 | 0.4 | 34.8 | 4.0 | NO | N/A | N/A | N/A | N/A | N/A | 4507926
| Kitchen Range Hoods | Undercabinet | Broan-NuTone LLC | Broan | BCDJ130SS | 30 | 0 |  | 3 1/4" X 10" | Vertical | HS | 0.1 | 360 | 6 | 130 | 2.7 | NO | N/A | N/A | N/A | N/A | N/A | 4507926
| Kitchen Range Hoods | Undercabinet | Broan-NuTone LLC | Broan | BCDJ130SS | 30 | 0 |  | 7" | Vertical | WS | 0.016 | 150 | 0.4 | 34.7 | 4.3 | NO | N/A | N/A | N/A | N/A | N/A | 4507926
| Kitchen Range Hoods | Undercabinet | Broan-NuTone LLC | Broan | BCDJ130SS | 30 | 0 |  | 7" | Vertical | HS | 0.1 | 380 | 5.5 | 129 | 2.9 | NO | N/A | N/A | N/A | N/A | N/A | 4507926
| Kitchen Range Hoods | Undercabinet | Broan-NuTone LLC | Broan | BCDJ130SS | 30 | 0 |  | 3 1/4" X 10" | Horizontal | HS | 0.25 | 340 |  |  |  | NO | N/A | N/A | N/A | N/A | N/A | 4507926
| Kitchen Range Hoods | Undercabinet | Broan-NuTone LLC | Broan | BCDJ130SS | 30 | 0 |  | 3 1/4" X 10" | Vertical | HS | 0.25 | 310 |  |  |  | NO | N/A | N/A | N/A | N/A | N/A | 4507926
| Kitchen Range Hoods | Undercabinet | Broan-NuTone LLC | Broan | BCDJ130SS | 30 | 0 |  | 7" | Vertical | HS | 0.25 | 320 |  |  |  | NO | N/A | N/A | N/A | N/A | N/A | 4507926
| Kitchen Range Hoods | Undercabinet | Broan-NuTone LLC | Broan | BCDJ130WH | 30 | 0 |  | 3 1/4" X 10" | Horizontal | WS | 0.015 | 150 | 0.4 | 34.8 | 4.3 | NO | N/A | N/A | N/A | N/A | N/A | 4507927
| Kitchen Range Hoods | Undercabinet | Broan-NuTone LLC | Broan | BCDJ130WH | 30 | 0 |  | 3 1/4" X 10" | Horizontal | HS | 0.25 | 340 |  |  |  | NO | N/A | N/A | N/A | N/A | N/A | 4507927
| Kitchen Range Hoods | Undercabinet | Broan-NuTone LLC | Broan | BCDJ130WH | 30 | 0 |  | 3 1/4" X 10" | Horizontal | HS | 0.1 | 400 | 5.5 | 131 | 3.0 | NO | N/A | N/A | N/A | N/A | N/A | 4507927
| Kitchen Range Hoods | Undercabinet | Broan-NuTone LLC | Broan | BCDJ130WH | 30 | 0 |  | 3 1/4" X 10" | Vertical | WS | 0.016 | 140 | 0.4 | 34.8 | 4.0 | NO | N/A | N/A | N/A | N/A | N/A | 4507927
| Kitchen Range Hoods | Undercabinet | Broan-NuTone LLC | Broan | BCDJ130WH | 30 | 0 |  | 3 1/4" X 10" | Vertical | HS | 0.25 | 310 |  |  |  | NO | N/A | N/A | N/A | N/A | N/A | 4507927
| Kitchen Range Hoods | Undercabinet | Broan-NuTone LLC | Broan | BCDJ130WH | 30 | 0 |  | 3 1/4" X 10" | Vertical | HS | 0.1 | 360 | 6 | 130 | 2.7 | NO | N/A | N/A | N/A | N/A | N/A | 4507927
| Kitchen Range Hoods | Undercabinet | Broan-NuTone LLC | Broan | BCDJ130WH | 30 | 0 |  | 7" | Vertical | WS | 0.016 | 150 | 0.4 | 34.7 | 4.3 | NO | N/A | N/A | N/A | N/A | N/A | 4507927
| Kitchen Range Hoods | Undercabinet | Broan-NuTone LLC | Broan | BCDJ130WH | 30 | 0 |  | 7" | Vertical | HS | 0.25 | 320 |  |  |  | NO | N/A | N/A | N/A | N/A | N/A | 4507927
| Kitchen Range Hoods | Undercabinet | Broan-NuTone LLC | Broan | BCDJ130WH | 30 | 0 |  | 7" | Vertical | HS | 0.1 | 380 | 5.5 | 129 | 2.9 | NO | N/A | N/A | N/A | N/A | N/A | 4507927
| Kitchen Range Hoods | Undercabinet | Broan-NuTone LLC | Broan | BCDJ136SS | 36 | 0 |  | 3 1/4" X 10" | Horizontal | WS | 0.015 | 150 | 0.4 | 34.8 | 4.3 | NO | N/A | N/A | N/A | N/A | N/A | 4507929
| Kitchen Range Hoods | Undercabinet | Broan-NuTone LLC | Broan | BCDJ136SS | 36 | 0 |  | 3 1/4" X 10" | Horizontal | HS | 0.1 | 400 | 5.5 | 131 | 3.0 | NO | N/A | N/A | N/A | N/A | N/A | 4507929
| Kitchen Range Hoods | Undercabinet | Broan-NuTone LLC | Broan | BCDJ136SS | 36 | 0 |  | 3 1/4" X 10" | Vertical | WS | 0.016 | 140 | 0.4 | 34.8 | 4.0 | NO | N/A | N/A | N/A | N/A | N/A | 4507929
| Kitchen Range Hoods | Undercabinet | Broan-NuTone LLC | Broan | BCDJ136SS | 36 | 0 |  | 3 1/4" X 10" | Vertical | HS | 0.1 | 360 | 6 | 130 | 2.7 | NO | N/A | N/A | N/A | N/A | N/A | 4507929
| Kitchen Range Hoods | Undercabinet | Broan-NuTone LLC | Broan | BCDJ136SS | 36 | 0 |  | 7" | Vertical | WS | 0.016 | 150 | 0.4 | 34.7 | 4.3 | NO | N/A | N/A | N/A | N/A | N/A | 4507929
| Kitchen Range Hoods | Undercabinet | Broan-NuTone LLC | Broan | BCDJ136SS | 36 | 0 |  | 7" | Vertical | HS | 0.1 | 380 | 5.5 | 129 | 2.9 | NO | N/A | N/A | N/A | N/A | N/A | 4507929
| Kitchen Range Hoods | Undercabinet | Broan-NuTone LLC | Broan | BCDJ136SS | 36 | 0 |  | 3 1/4" X 10" | Horizontal | HS | 0.25 | 340 |  |  |  | NO | N/A | N/A | N/A | N/A | N/A | 4507929
| Kitchen Range Hoods | Undercabinet | Broan-NuTone LLC | Broan | BCDJ136SS | 36 | 0 |  | 3 1/4" X 10" | Vertical | HS | 0.25 | 310 |  |  |  | NO | N/A | N/A | N/A | N/A | N/A | 4507929
| Kitchen Range Hoods | Undercabinet | Broan-NuTone LLC | Broan | BCDJ136SS | 36 | 0 |  | 7" | Vertical | HS | 0.25 | 320 |  |  |  | NO | N/A | N/A | N/A | N/A | N/A | 4507929
| Kitchen Range Hoods | Undercabinet | Broan-NuTone LLC | Broan | BCDJ142SS | 42 | 0 |  | 3 1/4" X 10" | Horizontal | WS | 0.015 | 150 | 0.4 | 34.8 | 4.3 | NO | N/A | N/A | N/A | N/A | N/A | 4507931
| Kitchen Range Hoods | Undercabinet | Broan-NuTone LLC | Broan | BCDJ142SS | 42 | 0 |  | 3 1/4" X 10" | Horizontal | HS | 0.1 | 400 | 5.5 | 131 | 3.0 | NO | N/A | N/A | N/A | N/A | N/A | 4507931
| Kitchen Range Hoods | Undercabinet | Broan-NuTone LLC | Broan | BCDJ142SS | 42 | 0 |  | 3 1/4" X 10" | Vertical | WS | 0.016 | 140 | 0.4 | 34.8 | 4.0 | NO | N/A | N/A | N/A | N/A | N/A | 4507931
| Kitchen Range Hoods | Undercabinet | Broan-NuTone LLC | Broan | BCDJ142SS | 42 | 0 |  | 3 1/4" X 10" | Vertical | HS | 0.1 | 360 | 6 | 130 | 2.7 | NO | N/A | N/A | N/A | N/A | N/A | 4507931
| Kitchen Range Hoods | Undercabinet | Broan-NuTone LLC | Broan | BCDJ142SS | 42 | 0 |  | 7" | Vertical | WS | 0.016 | 150 | 0.4 | 34.7 | 4.3 | NO | N/A | N/A | N/A | N/A | N/A | 4507931
| Kitchen Range Hoods | Undercabinet | Broan-NuTone LLC | Broan | BCDJ142SS | 42 | 0 |  | 7" | Vertical | HS | 0.1 | 380 | 5.5 | 129 | 2.9 | NO | N/A | N/A | N/A | N/A | N/A | 4507931
| Kitchen Range Hoods | Undercabinet | Broan-NuTone LLC | Broan | BCDJ142SS | 42 | 0 |  | 3 1/4" X 10" | Horizontal | HS | 0.25 | 340 |  |  |  | NO | N/A | N/A | N/A | N/A | N/A | 4507931
| Kitchen Range Hoods | Undercabinet | Broan-NuTone LLC | Broan | BCDJ142SS | 42 | 0 |  | 3 1/4" X 10" | Vertical | HS | 0.25 | 310 |  |  |  | NO | N/A | N/A | N/A | N/A | N/A | 4507931
| Kitchen Range Hoods | Undercabinet | Broan-NuTone LLC | Broan | BCDJ142SS | 42 | 0 |  | 7" | Vertical | HS | 0.25 | 320 |  |  |  | NO | N/A | N/A | N/A | N/A | N/A | 4507931
| Kitchen Range Hoods | Undercabinet | Broan-NuTone LLC | Broan (Canada) | BCLB130SS | 30 | 0 |  | 3 1/4" X 10" | Horizontal | WS | 0.006 | 130 | <0.3 | 33.4 | 3.8 | NO | N/A | N/A | N/A | N/A | N/A | 4507832
| Kitchen Range Hoods | Undercabinet | Broan-NuTone LLC | Broan (Canada) | BCLB130SS | 30 | 0 |  | 3 1/4" X 10" | Horizontal | HS | 0.1 | 510 | 7.5 | 206 | 2.4 | NO | N/A | N/A | N/A | N/A | N/A | 4507832
| Kitchen Range Hoods | Undercabinet | Broan-NuTone LLC | Broan (Canada) | BCLB130SS | 30 | 0 |  | 3 1/4" X 10" | Vertical | WS | 0.008 | 130 | <0.3 | 33.4 | 3.8 | NO | N/A | N/A | N/A | N/A | N/A | 4507832
| Kitchen Range Hoods | Undercabinet | Broan-NuTone LLC | Broan (Canada) | BCLB130SS | 30 | 0 |  | 3 1/4" X 10" | Vertical | HS | 0.1 | 460 | 8 | 201 | 2.2 | NO | N/A | N/A | N/A | N/A | N/A | 4507832
| Kitchen Range Hoods | Undercabinet | Broan-NuTone LLC | Broan (Canada) | BCLB130SS | 30 | 0 |  | 3 1/4" X 14" | Vertical | WS | 0.008 | 140 | <0.3 | 33.3 | 4.2 | NO | N/A | N/A | N/A | N/A | N/A | 4507832
| Kitchen Range Hoods | Undercabinet | Broan-NuTone LLC | Broan (Canada) | BCLB130SS | 30 | 0 |  | 3 1/4" X 14" | Vertical | HS | 0.1 | 520 | 8 | 208 | 2.5 | NO | N/A | N/A | N/A | N/A | N/A | 4507832
| Kitchen Range Hoods | Undercabinet | Broan-NuTone LLC | Broan (Canada) | BCLB130SS | 30 | 0 |  | 7" | Vertical | WS | 0.008 | 140 | <0.3 | 33.3 | 4.2 | NO | N/A | N/A | N/A | N/A | N/A | 4507832
| Kitchen Range Hoods | Undercabinet | Broan-NuTone LLC | Broan (Canada) | BCLB130SS | 30 | 0 |  | 7" | Vertical | HS | 0.1 | 470 | 7.5 | 205 | 2.2 | NO | N/A | N/A | N/A | N/A | N/A | 4507832
| Kitchen Range Hoods | Undercabinet | Broan-NuTone LLC | Broan (Canada) | BCLB130SS | 30 | 0 |  | 3 1/4" X 14" | Horizontal | WS | 0.005 | 130 | <0.3 | 33.3 | 3.9 | NO | N/A | N/A | N/A | N/A | N/A | 4507832
| Kitchen Range Hoods | Undercabinet | Broan-NuTone LLC | Broan (Canada) | BCLB130SS | 30 | 0 |  | 3 1/4" X 14" | Horizontal | HS | 0.1 | 590 | 7.5 | 214 | 2.7 | NO | N/A | N/A | N/A | N/A | N/A | 4507832
| Kitchen Range Hoods | Undercabinet | Broan-NuTone LLC | Broan (Canada) | BCLB130SS | 30 | 0 |  | 3 1/4" X 10" | Horizontal | HS | 0.25 | 470 |  |  |  | NO | N/A | N/A | N/A | N/A | N/A | 4507832
| Kitchen Range Hoods | Undercabinet | Broan-NuTone LLC | Broan (Canada) | BCLB130SS | 30 | 0 |  | 3 1/4" X 10" | Vertical | HS | 0.25 | 410 |  |  |  | NO | N/A | N/A | N/A | N/A | N/A | 4507832
| Kitchen Range Hoods | Undercabinet | Broan-NuTone LLC | Broan (Canada) | BCLB130SS | 30 | 0 |  | 3 1/4" X 14" | Vertical | HS | 0.25 | 470 |  |  |  | NO | N/A | N/A | N/A | N/A | N/A | 4507832
| Kitchen Range Hoods | Undercabinet | Broan-NuTone LLC | Broan (Canada) | BCLB130SS | 30 | 0 |  | 7" | Vertical | HS | 0.25 | 415 |  |  |  | NO | N/A | N/A | N/A | N/A | N/A | 4507832
| Kitchen Range Hoods | Undercabinet | Broan-NuTone LLC | Broan (Canada) | BCLB130SS | 30 | 0 |  | 3 1/4" X 14" | Horizontal | HS | 0.25 | 545 |  |  |  | NO | N/A | N/A | N/A | N/A | N/A | 4507832
| Kitchen Range Hoods | Undercabinet | Broan-NuTone LLC | Broan (Canada) | BCLB130WH | 30 | 0 |  | 3 1/4" X 10" | Horizontal | WS | 0.006 | 130 | <0.3 | 33.4 | 3.8 | NO | N/A | N/A | N/A | N/A | N/A | 4507833
| Kitchen Range Hoods | Undercabinet | Broan-NuTone LLC | Broan (Canada) | BCLB130WH | 30 | 0 |  | 3 1/4" X 10" | Horizontal | HS | 0.1 | 510 | 7.5 | 206 | 2.4 | NO | N/A | N/A | N/A | N/A | N/A | 4507833
| Kitchen Range Hoods | Undercabinet | Broan-NuTone LLC | Broan (Canada) | BCLB130WH | 30 | 0 |  | 3 1/4" X 10" | Vertical | WS | 0.008 | 130 | <0.3 | 33.4 | 3.8 | NO | N/A | N/A | N/A | N/A | N/A | 4507833
| Kitchen Range Hoods | Undercabinet | Broan-NuTone LLC | Broan (Canada) | BCLB130WH | 30 | 0 |  | 3 1/4" X 10" | Vertical | HS | 0.1 | 460 | 8 | 201 | 2.2 | NO | N/A | N/A | N/A | N/A | N/A | 4507833
| Kitchen Range Hoods | Undercabinet | Broan-NuTone LLC | Broan (Canada) | BCLB130WH | 30 | 0 |  | 3 1/4" X 14" | Vertical | WS | 0.008 | 140 | <0.3 | 33.3 | 4.2 | NO | N/A | N/A | N/A | N/A | N/A | 4507833
| Kitchen Range Hoods | Undercabinet | Broan-NuTone LLC | Broan (Canada) | BCLB130WH | 30 | 0 |  | 3 1/4" X 14" | Vertical | HS | 0.1 | 520 | 8 | 208 | 2.5 | NO | N/A | N/A | N/A | N/A | N/A | 4507833
| Kitchen Range Hoods | Undercabinet | Broan-NuTone LLC | Broan (Canada) | BCLB130WH | 30 | 0 |  | 7" | Vertical | WS | 0.008 | 140 | <0.3 | 33.3 | 4.2 | NO | N/A | N/A | N/A | N/A | N/A | 4507833
| Kitchen Range Hoods | Undercabinet | Broan-NuTone LLC | Broan (Canada) | BCLB130WH | 30 | 0 |  | 7" | Vertical | HS | 0.1 | 470 | 7.5 | 205 | 2.2 | NO | N/A | N/A | N/A | N/A | N/A | 4507833
| Kitchen Range Hoods | Undercabinet | Broan-NuTone LLC | Broan (Canada) | BCLB130WH | 30 | 0 |  | 3 1/4" X 14" | Horizontal | WS | 0.005 | 130 | <0.3 | 33.3 | 3.9 | NO | N/A | N/A | N/A | N/A | N/A | 4507833
| Kitchen Range Hoods | Undercabinet | Broan-NuTone LLC | Broan (Canada) | BCLB130WH | 30 | 0 |  | 3 1/4" X 14" | Horizontal | HS | 0.1 | 590 | 7.5 | 214 | 2.7 | NO | N/A | N/A | N/A | N/A | N/A | 4507833
| Kitchen Range Hoods | Undercabinet | Broan-NuTone LLC | Broan (Canada) | BCLB130WH | 30 | 0 |  | 3 1/4" X 10" | Horizontal | HS | 0.25 | 470 |  |  |  | NO | N/A | N/A | N/A | N/A | N/A | 4507833
| Kitchen Range Hoods | Undercabinet | Broan-NuTone LLC | Broan (Canada) | BCLB130WH | 30 | 0 |  | 3 1/4" X 10" | Vertical | HS | 0.25 | 410 |  |  |  | NO | N/A | N/A | N/A | N/A | N/A | 4507833
| Kitchen Range Hoods | Undercabinet | Broan-NuTone LLC | Broan (Canada) | BCLB130WH | 30 | 0 |  | 3 1/4" X 14" | Vertical | HS | 0.25 | 470 |  |  |  | NO | N/A | N/A | N/A | N/A | N/A | 4507833
| Kitchen Range Hoods | Undercabinet | Broan-NuTone LLC | Broan (Canada) | BCLB130WH | 30 | 0 |  | 7" | Vertical | HS | 0.25 | 415 |  |  |  | NO | N/A | N/A | N/A | N/A | N/A | 4507833
| Kitchen Range Hoods | Undercabinet | Broan-NuTone LLC | Broan (Canada) | BCLB130WH | 30 | 0 |  | 3 1/4" X 14" | Horizontal | HS | 0.25 | 545 |  |  |  | NO | N/A | N/A | N/A | N/A | N/A | 4507833
| Kitchen Range Hoods |  | Broan-NuTone LLC | Broan (Canada) | BCS324SSC | 36 | 0 |  | 7" | Vertical | HS | 0.1 | 240 | 5 | 49.9 | 4.8 | NO | N/A | N/A | N/A | N/A | N/A | 4506933
| Kitchen Range Hoods |  | Broan-NuTone LLC | Broan (Canada) | BCS324SSC | 36 | 0 |  | 3 1/4" x 10" | Vertical | HS | 0.1 | 220 | 5 | 50.4 | 4.3 | NO | N/A | N/A | N/A | N/A | N/A | 4506933
| Kitchen Range Hoods |  | Broan-NuTone LLC | Broan (Canada) | BCS324SSC | 36 | 0 |  | 7" | Vertical | WS | 0.035 | 140 | 1.5 | 25.8 | 5.4 | NO | N/A | N/A | N/A | N/A | N/A | 4506933
| Kitchen Range Hoods |  | Broan-NuTone LLC | Broan (Canada) | BCS324SSC | 36 | 0 |  | 3 1/4" X 10" | Vertical | WS | 0.034 | 130 | 1.5 | 25.8 | 5.0 | NO | N/A | N/A | N/A | N/A | N/A | 4506933
| Kitchen Range Hoods |  | Broan-NuTone LLC | Broan (Canada) | BCS324SSC | 36 | 0 |  | 3 1/4" X 10" | Horizontal | HS | 0.1 | 210 | 5 | 50.6 | 4.1 | NO | N/A | N/A | N/A | N/A | N/A | 4506933
| Kitchen Range Hoods |  | Broan-NuTone LLC | Broan (Canada) | BCS324SSC | 36 | 0 |  | 3 1/4" X 10" | Horizontal | WS | 0.029 | 110 | 1.5 | 25.8 | 4.2 | NO | N/A | N/A | N/A | N/A | N/A | 4506933
| Kitchen Range Hoods |  | Broan-NuTone LLC | Broan (Canada) | BCS324SSC | 36 | 0 |  | 3 1/4" x 10" | Vertical | HS | 0.25 | 125 |  |  |  | NO | N/A | N/A | N/A | N/A | N/A | 4506933
| Kitchen Range Hoods |  | Broan-NuTone LLC | Broan (Canada) | BCS324SSC | 36 | 0 |  | 7" | Vertical | HS | 0.25 | 100 |  |  |  | NO | N/A | N/A | N/A | N/A | N/A | 4506933
| Kitchen Range Hoods |  | Broan-NuTone LLC | Broan (Canada) | BCS324SSC | 36 | 0 |  | 3 1/4" X 10" | Horizontal | HS | 0.25 | 115 |  |  |  | NO | N/A | N/A | N/A | N/A | N/A | 4506933
| Kitchen Range Hoods |  | Broan-NuTone LLC | Broan (Canada) | BCS324WWC | 30 | 0 |  | 7" | Vertical | HS | 0.1 | 240 | 5 | 49.9 | 4.8 | NO | N/A | N/A | N/A | N/A | N/A | 4506934
| Kitchen Range Hoods |  | Broan-NuTone LLC | Broan (Canada) | BCS324WWC | 30 | 0 |  | 3 1/4" x 10" | Vertical | HS | 0.1 | 220 | 5 | 50.4 | 4.3 | NO | N/A | N/A | N/A | N/A | N/A | 4506934
| Kitchen Range Hoods |  | Broan-NuTone LLC | Broan (Canada) | BCS324WWC | 30 | 0 |  | 7" | Vertical | WS | 0.035 | 140 | 1.5 | 25.8 | 5.4 | NO | N/A | N/A | N/A | N/A | N/A | 4506934
| Kitchen Range Hoods |  | Broan-NuTone LLC | Broan (Canada) | BCS324WWC | 30 | 0 |  | 3 1/4" X 10" | Vertical | WS | 0.034 | 130 | 1.5 | 25.8 | 5.0 | NO | N/A | N/A | N/A | N/A | N/A | 4506934
| Kitchen Range Hoods |  | Broan-NuTone LLC | Broan (Canada) | BCS324WWC | 30 | 0 |  | 3 1/4" X 10" | Horizontal | HS | 0.1 | 210 | 5 | 50.6 | 4.1 | NO | N/A | N/A | N/A | N/A | N/A | 4506934
| Kitchen Range Hoods |  | Broan-NuTone LLC | Broan (Canada) | BCS324WWC | 30 | 0 |  | 3 1/4" X 10" | Horizontal | WS | 0.029 | 110 | 1.5 | 25.8 | 4.2 | NO | N/A | N/A | N/A | N/A | N/A | 4506934
| Kitchen Range Hoods |  | Broan-NuTone LLC | Broan (Canada) | BCS324WWC | 30 | 0 |  | 3 1/4" x 10" | Vertical | HS | 0.25 | 125 |  |  |  | NO | N/A | N/A | N/A | N/A | N/A | 4506934
| Kitchen Range Hoods |  | Broan-NuTone LLC | Broan (Canada) | BCS324WWC | 30 | 0 |  | 7" | Vertical | HS | 0.25 | 100 |  |  |  | NO | N/A | N/A | N/A | N/A | N/A | 4506934
| Kitchen Range Hoods |  | Broan-NuTone LLC | Broan (Canada) | BCS324WWC | 30 | 0 |  | 3 1/4" X 10" | Horizontal | HS | 0.25 | 115 |  |  |  | NO | N/A | N/A | N/A | N/A | N/A | 4506934
| Kitchen Range Hoods |  | Broan-NuTone LLC | Broan (Canada) | BCS330BLC | 30 | 0 |  | 7" | Vertical | HS | 0.1 | 240 | 5 | 49.9 | 4.8 | NO | N/A | N/A | N/A | N/A | N/A | 4506935
| Kitchen Range Hoods |  | Broan-NuTone LLC | Broan (Canada) | BCS330BLC | 30 | 0 |  | 3 1/4" x 10" | Vertical | HS | 0.1 | 220 | 5 | 50.4 | 4.3 | NO | N/A | N/A | N/A | N/A | N/A | 4506935
| Kitchen Range Hoods |  | Broan-NuTone LLC | Broan (Canada) | BCS330BLC | 30 | 0 |  | 7" | Vertical | WS | 0.035 | 140 | 1.5 | 25.8 | 5.4 | NO | N/A | N/A | N/A | N/A | N/A | 4506935
| Kitchen Range Hoods |  | Broan-NuTone LLC | Broan (Canada) | BCS330BLC | 30 | 0 |  | 3 1/4" X 10" | Vertical | WS | 0.034 | 130 | 1.5 | 25.8 | 5.0 | NO | N/A | N/A | N/A | N/A | N/A | 4506935
| Kitchen Range Hoods |  | Broan-NuTone LLC | Broan (Canada) | BCS330BLC | 30 | 0 |  | 3 1/4" X 10" | Horizontal | HS | 0.1 | 210 | 5 | 50.6 | 4.1 | NO | N/A | N/A | N/A | N/A | N/A | 4506935
| Kitchen Range Hoods |  | Broan-NuTone LLC | Broan (Canada) | BCS330BLC | 30 | 0 |  | 3 1/4" X 10" | Horizontal | WS | 0.029 | 110 | 1.5 | 25.8 | 4.2 | NO | N/A | N/A | N/A | N/A | N/A | 4506935
| Kitchen Range Hoods |  | Broan-NuTone LLC | Broan (Canada) | BCS330BLC | 30 | 0 |  | 3 1/4" x 10" | Vertical | HS | 0.25 | 125 |  |  |  | NO | N/A | N/A | N/A | N/A | N/A | 4506935
| Kitchen Range Hoods |  | Broan-NuTone LLC | Broan (Canada) | BCS330BLC | 30 | 0 |  | 7" | Vertical | HS | 0.25 | 100 |  |  |  | NO | N/A | N/A | N/A | N/A | N/A | 4506935
| Kitchen Range Hoods |  | Broan-NuTone LLC | Broan (Canada) | BCS330BLC | 30 | 0 |  | 3 1/4" X 10" | Horizontal | HS | 0.25 | 115 |  |  |  | NO | N/A | N/A | N/A | N/A | N/A | 4506935
| Kitchen Range Hoods |  | Broan-NuTone LLC | Broan (Canada) | BCS330SSC | 30 | 0 |  | 7" | Vertical | HS | 0.1 | 240 | 5 | 49.9 | 4.8 | NO | N/A | N/A | N/A | N/A | N/A | 4506931
| Kitchen Range Hoods |  | Broan-NuTone LLC | Broan (Canada) | BCS330SSC | 30 | 0 |  | 3 1/4" x 10" | Vertical | HS | 0.1 | 220 | 5 | 50.4 | 4.3 | NO | N/A | N/A | N/A | N/A | N/A | 4506931
| Kitchen Range Hoods |  | Broan-NuTone LLC | Broan (Canada) | BCS330SSC | 30 | 0 |  | 7" | Vertical | WS | 0.035 | 140 | 1.5 | 25.8 | 5.4 | NO | N/A | N/A | N/A | N/A | N/A | 4506931
| Kitchen Range Hoods |  | Broan-NuTone LLC | Broan (Canada) | BCS330SSC | 30 | 0 |  | 3 1/4" X 10" | Vertical | WS | 0.034 | 130 | 1.5 | 25.8 | 5.0 | NO | N/A | N/A | N/A | N/A | N/A | 4506931
| Kitchen Range Hoods |  | Broan-NuTone LLC | Broan (Canada) | BCS330SSC | 30 | 0 |  | 3 1/4" X 10" | Horizontal | HS | 0.1 | 210 | 5 | 50.6 | 4.1 | NO | N/A | N/A | N/A | N/A | N/A | 4506931
| Kitchen Range Hoods |  | Broan-NuTone LLC | Broan (Canada) | BCS330SSC | 30 | 0 |  | 3 1/4" X 10" | Horizontal | WS | 0.029 | 110 | 1.5 | 25.8 | 4.2 | NO | N/A | N/A | N/A | N/A | N/A | 4506931
| Kitchen Range Hoods |  | Broan-NuTone LLC | Broan (Canada) | BCS330SSC | 30 | 0 |  | 3 1/4" x 10" | Vertical | HS | 0.25 | 125 |  |  |  | NO | N/A | N/A | N/A | N/A | N/A | 4506931
| Kitchen Range Hoods |  | Broan-NuTone LLC | Broan (Canada) | BCS330SSC | 30 | 0 |  | 7" | Vertical | HS | 0.25 | 100 |  |  |  | NO | N/A | N/A | N/A | N/A | N/A | 4506931
| Kitchen Range Hoods |  | Broan-NuTone LLC | Broan (Canada) | BCS330SSC | 30 | 0 |  | 3 1/4" X 10" | Horizontal | HS | 0.25 | 115 |  |  |  | NO | N/A | N/A | N/A | N/A | N/A | 4506931
| Kitchen Range Hoods |  | Broan-NuTone LLC | Broan (Canada) | BCS330WWC | 36 | 0 |  | 7" | Vertical | HS | 0.1 | 240 | 5 | 49.9 | 4.8 | NO | N/A | N/A | N/A | N/A | N/A | 4506932
| Kitchen Range Hoods |  | Broan-NuTone LLC | Broan (Canada) | BCS330WWC | 36 | 0 |  | 3 1/4" x 10" | Vertical | HS | 0.1 | 220 | 5 | 50.4 | 4.3 | NO | N/A | N/A | N/A | N/A | N/A | 4506932
| Kitchen Range Hoods |  | Broan-NuTone LLC | Broan (Canada) | BCS330WWC | 36 | 0 |  | 7" | Vertical | WS | 0.035 | 140 | 1.5 | 25.8 | 5.4 | NO | N/A | N/A | N/A | N/A | N/A | 4506932
| Kitchen Range Hoods |  | Broan-NuTone LLC | Broan (Canada) | BCS330WWC | 36 | 0 |  | 3 1/4" X 10" | Vertical | WS | 0.034 | 130 | 1.5 | 25.8 | 5.0 | NO | N/A | N/A | N/A | N/A | N/A | 4506932
| Kitchen Range Hoods |  | Broan-NuTone LLC | Broan (Canada) | BCS330WWC | 36 | 0 |  | 3 1/4" X 10" | Horizontal | HS | 0.1 | 210 | 5 | 50.6 | 4.1 | NO | N/A | N/A | N/A | N/A | N/A | 4506932
| Kitchen Range Hoods |  | Broan-NuTone LLC | Broan (Canada) | BCS330WWC | 36 | 0 |  | 3 1/4" X 10" | Horizontal | WS | 0.029 | 110 | 1.5 | 25.8 | 4.2 | NO | N/A | N/A | N/A | N/A | N/A | 4506932
| Kitchen Range Hoods |  | Broan-NuTone LLC | Broan (Canada) | BCS330WWC | 36 | 0 |  | 3 1/4" x 10" | Vertical | HS | 0.25 | 125 |  |  |  | NO | N/A | N/A | N/A | N/A | N/A | 4506932
| Kitchen Range Hoods |  | Broan-NuTone LLC | Broan (Canada) | BCS330WWC | 36 | 0 |  | 7" | Vertical | HS | 0.25 | 100 |  |  |  | NO | N/A | N/A | N/A | N/A | N/A | 4506932
| Kitchen Range Hoods |  | Broan-NuTone LLC | Broan (Canada) | BCS330WWC | 36 | 0 |  | 3 1/4" X 10" | Horizontal | HS | 0.25 | 115 |  |  |  | NO | N/A | N/A | N/A | N/A | N/A | 4506932
| Kitchen Range Hoods |  | Broan-NuTone LLC | Broan | BCSD124BL | 24 | 0 |  | 3 1/4" X 10" | Horizontal | WS | 0.03 | 110 | 1.5 | 28.2 | 3.9 | NO | N/A | N/A | N/A | N/A | N/A | 4506631
| Kitchen Range Hoods |  | Broan-NuTone LLC | Broan | BCSD124BL | 24 | 0 |  | 3 1/4" X 10" | Horizontal | HS | 0.1 | 210 | 5 | 52.7 | 3.9 | NO | N/A | N/A | N/A | N/A | N/A | 4506631
| Kitchen Range Hoods |  | Broan-NuTone LLC | Broan | BCSD124BL | 24 | 0 |  | 3 1/4" X 10" | Vertical | WS | 0.034 | 140 | 1.5 | 28.2 | 4.9 | NO | N/A | N/A | N/A | N/A | N/A | 4506631
| Kitchen Range Hoods |  | Broan-NuTone LLC | Broan | BCSD124BL | 24 | 0 |  | 3 1/4" X 10" | Vertical | HS | 0.1 | 220 | 5 | 52 | 4.2 | NO | N/A | N/A | N/A | N/A | N/A | 4506631
| Kitchen Range Hoods |  | Broan-NuTone LLC | Broan | BCSD124BL | 24 | 0 |  | 7" | Vertical | WS | 0.038 | 150 | 1.5 | 28.1 | 5.3 | NO | N/A | N/A | N/A | N/A | N/A | 4506631
| Kitchen Range Hoods |  | Broan-NuTone LLC | Broan | BCSD124BL | 24 | 0 |  | 7" | Vertical | HS | 0.1 | 240 | 5 | 51.5 | 4.6 | NO | N/A | N/A | N/A | N/A | N/A | 4506631
| Kitchen Range Hoods |  | Broan-NuTone LLC | Broan | BCSD124BL | 24 | 0 |  | 3 1/4" X 10" | Horizontal | HS | 0.25 | 128 |  |  |  | NO | N/A | N/A | N/A | N/A | N/A | 4506631
| Kitchen Range Hoods |  | Broan-NuTone LLC | Broan | BCSD124BL | 24 | 0 |  | 3 1/4" X 10" | Vertical | HS | 0.25 | 130 |  |  |  | NO | N/A | N/A | N/A | N/A | N/A | 4506631
| Kitchen Range Hoods |  | Broan-NuTone LLC | Broan | BCSD124BL | 24 | 0 |  | 7" | Vertical | HS | 0.25 | 110 |  |  |  | NO | N/A | N/A | N/A | N/A | N/A | 4506631
| Kitchen Range Hoods |  | Broan-NuTone LLC | Broan | BCSD124SS | 24 | 0 |  | 3 1/4" X 10" | Horizontal | WS | 0.03 | 110 | 1.5 | 28.2 | 3.9 | NO | N/A | N/A | N/A | N/A | N/A | 4506630
| Kitchen Range Hoods |  | Broan-NuTone LLC | Broan | BCSD124SS | 24 | 0 |  | 3 1/4" X 10" | Horizontal | HS | 0.1 | 210 | 5 | 52.7 | 3.9 | NO | N/A | N/A | N/A | N/A | N/A | 4506630
| Kitchen Range Hoods |  | Broan-NuTone LLC | Broan | BCSD124SS | 24 | 0 |  | 3 1/4" X 10" | Vertical | WS | 0.034 | 140 | 1.5 | 28.2 | 4.9 | NO | N/A | N/A | N/A | N/A | N/A | 4506630
| Kitchen Range Hoods |  | Broan-NuTone LLC | Broan | BCSD124SS | 24 | 0 |  | 3 1/4" X 10" | Vertical | HS | 0.1 | 220 | 5 | 52 | 4.2 | NO | N/A | N/A | N/A | N/A | N/A | 4506630
| Kitchen Range Hoods |  | Broan-NuTone LLC | Broan | BCSD124SS | 24 | 0 |  | 7" | Vertical | WS | 0.038 | 150 | 1.5 | 28.1 | 5.3 | NO | N/A | N/A | N/A | N/A | N/A | 4506630
| Kitchen Range Hoods |  | Broan-NuTone LLC | Broan | BCSD124SS | 24 | 0 |  | 7" | Vertical | HS | 0.1 | 240 | 5 | 51.5 | 4.6 | NO | N/A | N/A | N/A | N/A | N/A | 4506630
| Kitchen Range Hoods |  | Broan-NuTone LLC | Broan | BCSD124SS | 24 | 0 |  | 3 1/4" X 10" | Horizontal | HS | 0.25 | 128 |  |  |  | NO | N/A | N/A | N/A | N/A | N/A | 4506630
| Kitchen Range Hoods |  | Broan-NuTone LLC | Broan | BCSD124SS | 24 | 0 |  | 3 1/4" X 10" | Vertical | HS | 0.25 | 130 |  |  |  | NO | N/A | N/A | N/A | N/A | N/A | 4506630
| Kitchen Range Hoods |  | Broan-NuTone LLC | Broan | BCSD124SS | 24 | 0 |  | 7" | Vertical | HS | 0.25 | 110 |  |  |  | NO | N/A | N/A | N/A | N/A | N/A | 4506630
| Kitchen Range Hoods |  | Broan-NuTone LLC | Broan | BCSD124WW | 24 | 0 |  | 3 1/4" X 10" | Horizontal | WS | 0.03 | 110 | 1.5 | 28.2 | 3.9 | NO | N/A | N/A | N/A | N/A | N/A | 4506629
| Kitchen Range Hoods |  | Broan-NuTone LLC | Broan | BCSD124WW | 24 | 0 |  | 3 1/4" X 10" | Horizontal | HS | 0.1 | 210 | 5 | 52.7 | 3.9 | NO | N/A | N/A | N/A | N/A | N/A | 4506629
| Kitchen Range Hoods |  | Broan-NuTone LLC | Broan | BCSD124WW | 24 | 0 |  | 3 1/4" X 10" | Vertical | WS | 0.034 | 140 | 1.5 | 28.2 | 4.9 | NO | N/A | N/A | N/A | N/A | N/A | 4506629
| Kitchen Range Hoods |  | Broan-NuTone LLC | Broan | BCSD124WW | 24 | 0 |  | 3 1/4" X 10" | Vertical | HS | 0.1 | 220 | 5 | 52 | 4.2 | NO | N/A | N/A | N/A | N/A | N/A | 4506629
| Kitchen Range Hoods |  | Broan-NuTone LLC | Broan | BCSD124WW | 24 | 0 |  | 7" | Vertical | WS | 0.038 | 150 | 1.5 | 28.1 | 5.3 | NO | N/A | N/A | N/A | N/A | N/A | 4506629
| Kitchen Range Hoods |  | Broan-NuTone LLC | Broan | BCSD124WW | 24 | 0 |  | 7" | Vertical | HS | 0.1 | 240 | 5 | 51.5 | 4.6 | NO | N/A | N/A | N/A | N/A | N/A | 4506629
| Kitchen Range Hoods |  | Broan-NuTone LLC | Broan | BCSD124WW | 24 | 0 |  | 3 1/4" X 10" | Horizontal | HS | 0.25 | 128 |  |  |  | NO | N/A | N/A | N/A | N/A | N/A | 4506629
| Kitchen Range Hoods |  | Broan-NuTone LLC | Broan | BCSD124WW | 24 | 0 |  | 3 1/4" X 10" | Vertical | HS | 0.25 | 130 |  |  |  | NO | N/A | N/A | N/A | N/A | N/A | 4506629
| Kitchen Range Hoods |  | Broan-NuTone LLC | Broan | BCSD124WW | 24 | 0 |  | 7" | Vertical | HS | 0.25 | 110 |  |  |  | NO | N/A | N/A | N/A | N/A | N/A | 4506629
| Kitchen Range Hoods |  | Broan-NuTone LLC | Broan | BCSD130BC | 30 | 0 |  | 3 1/4" X 10" | Horizontal | WS | 0.03 | 110 | 1.5 | 28.2 | 3.9 | NO | N/A | N/A | N/A | N/A | N/A | 4506635
| Kitchen Range Hoods |  | Broan-NuTone LLC | Broan | BCSD130BC | 30 | 0 |  | 3 1/4" X 10" | Horizontal | HS | 0.1 | 210 | 5 | 52.7 | 3.9 | NO | N/A | N/A | N/A | N/A | N/A | 4506635
| Kitchen Range Hoods |  | Broan-NuTone LLC | Broan | BCSD130BC | 30 | 0 |  | 3 1/4" X 10" | Vertical | WS | 0.034 | 140 | 1.5 | 28.2 | 4.9 | NO | N/A | N/A | N/A | N/A | N/A | 4506635
| Kitchen Range Hoods |  | Broan-NuTone LLC | Broan | BCSD130BC | 30 | 0 |  | 3 1/4" X 10" | Vertical | HS | 0.1 | 220 | 5 | 52 | 4.2 | NO | N/A | N/A | N/A | N/A | N/A | 4506635
| Kitchen Range Hoods |  | Broan-NuTone LLC | Broan | BCSD130BC | 30 | 0 |  | 7" | Vertical | WS | 0.038 | 150 | 1.5 | 28.1 | 5.3 | NO | N/A | N/A | N/A | N/A | N/A | 4506635
| Kitchen Range Hoods |  | Broan-NuTone LLC | Broan | BCSD130BC | 30 | 0 |  | 7" | Vertical | HS | 0.1 | 240 | 5 | 51.5 | 4.6 | NO | N/A | N/A | N/A | N/A | N/A | 4506635
| Kitchen Range Hoods |  | Broan-NuTone LLC | Broan | BCSD130BC | 30 | 0 |  | 3 1/4" X 10" | Horizontal | HS | 0.25 | 128 |  |  |  | NO | N/A | N/A | N/A | N/A | N/A | 4506635
| Kitchen Range Hoods |  | Broan-NuTone LLC | Broan | BCSD130BC | 30 | 0 |  | 3 1/4" X 10" | Vertical | HS | 0.25 | 130 |  |  |  | NO | N/A | N/A | N/A | N/A | N/A | 4506635
| Kitchen Range Hoods |  | Broan-NuTone LLC | Broan | BCSD130BC | 30 | 0 |  | 7" | Vertical | HS | 0.25 | 110 |  |  |  | NO | N/A | N/A | N/A | N/A | N/A | 4506635
| Kitchen Range Hoods |  | Broan-NuTone LLC | Broan | BCSD130BL | 30 | 0 |  | 3 1/4" X 10" | Horizontal | WS | 0.03 | 110 | 1.5 | 28.2 | 3.9 | NO | N/A | N/A | N/A | N/A | N/A | 4506634
| Kitchen Range Hoods |  | Broan-NuTone LLC | Broan | BCSD130BL | 30 | 0 |  | 3 1/4" X 10" | Horizontal | HS | 0.1 | 210 | 5 | 52.7 | 3.9 | NO | N/A | N/A | N/A | N/A | N/A | 4506634
| Kitchen Range Hoods |  | Broan-NuTone LLC | Broan | BCSD130BL | 30 | 0 |  | 3 1/4" X 10" | Vertical | WS | 0.034 | 140 | 1.5 | 28.2 | 4.9 | NO | N/A | N/A | N/A | N/A | N/A | 4506634
| Kitchen Range Hoods |  | Broan-NuTone LLC | Broan | BCSD130BL | 30 | 0 |  | 3 1/4" X 10" | Vertical | HS | 0.1 | 220 | 5 | 52 | 4.2 | NO | N/A | N/A | N/A | N/A | N/A | 4506634
| Kitchen Range Hoods |  | Broan-NuTone LLC | Broan | BCSD130BL | 30 | 0 |  | 7" | Vertical | WS | 0.038 | 150 | 1.5 | 28.1 | 5.3 | NO | N/A | N/A | N/A | N/A | N/A | 4506634
| Kitchen Range Hoods |  | Broan-NuTone LLC | Broan | BCSD130BL | 30 | 0 |  | 7" | Vertical | HS | 0.1 | 240 | 5 | 51.5 | 4.6 | NO | N/A | N/A | N/A | N/A | N/A | 4506634
| Kitchen Range Hoods |  | Broan-NuTone LLC | Broan | BCSD130BL | 30 | 0 |  | 3 1/4" X 10" | Horizontal | HS | 0.25 | 128 |  |  |  | NO | N/A | N/A | N/A | N/A | N/A | 4506634
| Kitchen Range Hoods |  | Broan-NuTone LLC | Broan | BCSD130BL | 30 | 0 |  | 3 1/4" X 10" | Vertical | HS | 0.25 | 130 |  |  |  | NO | N/A | N/A | N/A | N/A | N/A | 4506634
| Kitchen Range Hoods |  | Broan-NuTone LLC | Broan | BCSD130BL | 30 | 0 |  | 7" | Vertical | HS | 0.25 | 110 |  |  |  | NO | N/A | N/A | N/A | N/A | N/A | 4506634
| Kitchen Range Hoods |  | Broan-NuTone LLC | Broan | BCSD130SS | 30 | 0 |  | 7" | Vertical | HS | 0.1 | 240 | 5 | 51.5 | 4.6 | NO | N/A | N/A | N/A | N/A | N/A | 4506628
| Kitchen Range Hoods |  | Broan-NuTone LLC | Broan | BCSD130SS | 30 | 0 |  | 7" | Vertical | WS | 0.038 | 150 | 1.5 | 28.1 | 5.3 | NO | N/A | N/A | N/A | N/A | N/A | 4506628
| Kitchen Range Hoods |  | Broan-NuTone LLC | Broan | BCSD130SS | 30 | 0 |  | 3 1/4" X 10" | Vertical | HS | 0.1 | 220 | 5 | 52 | 4.2 | NO | N/A | N/A | N/A | N/A | N/A | 4506628
| Kitchen Range Hoods |  | Broan-NuTone LLC | Broan | BCSD130SS | 30 | 0 |  | 3 1/4" X 10" | Vertical | WS | 0.034 | 140 | 1.5 | 28.2 | 4.9 | NO | N/A | N/A | N/A | N/A | N/A | 4506628
| Kitchen Range Hoods |  | Broan-NuTone LLC | Broan | BCSD130SS | 30 | 0 |  | 3 1/4" X 10" | Horizontal | HS | 0.1 | 210 | 5 | 52.7 | 3.9 | NO | N/A | N/A | N/A | N/A | N/A | 4506628
| Kitchen Range Hoods |  | Broan-NuTone LLC | Broan | BCSD130SS | 30 | 0 |  | 3 1/4" X 10" | Horizontal | WS | 0.03 | 110 | 1.5 | 28.2 | 3.9 | NO | N/A | N/A | N/A | N/A | N/A | 4506628
| Kitchen Range Hoods |  | Broan-NuTone LLC | Broan | BCSD130SS | 30 | 0 |  | 7" | Vertical | HS | 0.25 | 110 |  |  |  | NO | N/A | N/A | N/A | N/A | N/A | 4506628
| Kitchen Range Hoods |  | Broan-NuTone LLC | Broan | BCSD130SS | 30 | 0 |  | 3 1/4" X 10" | Vertical | HS | 0.25 | 130 |  |  |  | NO | N/A | N/A | N/A | N/A | N/A | 4506628
| Kitchen Range Hoods |  | Broan-NuTone LLC | Broan | BCSD130SS | 30 | 0 |  | 3 1/4" X 10" | Horizontal | HS | 0.25 | 128 |  |  |  | NO | N/A | N/A | N/A | N/A | N/A | 4506628
| Kitchen Range Hoods |  | Broan-NuTone LLC | Broan | BCSD130WW | 30 | 0 |  | 3 1/4" X 10" | Horizontal | WS | 0.03 | 110 | 1.5 | 28.2 | 3.9 | NO | N/A | N/A | N/A | N/A | N/A | 4506632
| Kitchen Range Hoods |  | Broan-NuTone LLC | Broan | BCSD130WW | 30 | 0 |  | 3 1/4" X 10" | Horizontal | HS | 0.1 | 210 | 5 | 52.7 | 3.9 | NO | N/A | N/A | N/A | N/A | N/A | 4506632
| Kitchen Range Hoods |  | Broan-NuTone LLC | Broan | BCSD130WW | 30 | 0 |  | 3 1/4" X 10" | Vertical | WS | 0.034 | 140 | 1.5 | 28.2 | 4.9 | NO | N/A | N/A | N/A | N/A | N/A | 4506632
| Kitchen Range Hoods |  | Broan-NuTone LLC | Broan | BCSD130WW | 30 | 0 |  | 3 1/4" X 10" | Vertical | HS | 0.1 | 220 | 5 | 52 | 4.2 | NO | N/A | N/A | N/A | N/A | N/A | 4506632
| Kitchen Range Hoods |  | Broan-NuTone LLC | Broan | BCSD130WW | 30 | 0 |  | 7" | Vertical | WS | 0.038 | 150 | 1.5 | 28.1 | 5.3 | NO | N/A | N/A | N/A | N/A | N/A | 4506632
| Kitchen Range Hoods |  | Broan-NuTone LLC | Broan | BCSD130WW | 30 | 0 |  | 7" | Vertical | HS | 0.1 | 240 | 5 | 51.5 | 4.6 | NO | N/A | N/A | N/A | N/A | N/A | 4506632
| Kitchen Range Hoods |  | Broan-NuTone LLC | Broan | BCSD130WW | 30 | 0 |  | 3 1/4" X 10" | Horizontal | HS | 0.25 | 128 |  |  |  | NO | N/A | N/A | N/A | N/A | N/A | 4506632
| Kitchen Range Hoods |  | Broan-NuTone LLC | Broan | BCSD130WW | 30 | 0 |  | 3 1/4" X 10" | Vertical | HS | 0.25 | 130 |  |  |  | NO | N/A | N/A | N/A | N/A | N/A | 4506632
| Kitchen Range Hoods |  | Broan-NuTone LLC | Broan | BCSD130WW | 30 | 0 |  | 7" | Vertical | HS | 0.25 | 110 |  |  |  | NO | N/A | N/A | N/A | N/A | N/A | 4506632
| Kitchen Range Hoods |  | Broan-NuTone LLC | Broan | BCSD136BC | 36 | 0 |  | 3 1/4" X 10" | Horizontal | WS | 0.03 | 110 | 1.5 | 28.2 | 3.9 | NO | N/A | N/A | N/A | N/A | N/A | 4506633
| Kitchen Range Hoods |  | Broan-NuTone LLC | Broan | BCSD136BC | 36 | 0 |  | 3 1/4" X 10" | Horizontal | HS | 0.1 | 210 | 5 | 52.7 | 3.9 | NO | N/A | N/A | N/A | N/A | N/A | 4506633
| Kitchen Range Hoods |  | Broan-NuTone LLC | Broan | BCSD136BC | 36 | 0 |  | 3 1/4" X 10" | Vertical | WS | 0.034 | 140 | 1.5 | 28.2 | 4.9 | NO | N/A | N/A | N/A | N/A | N/A | 4506633
| Kitchen Range Hoods |  | Broan-NuTone LLC | Broan | BCSD136BC | 36 | 0 |  | 3 1/4" X 10" | Vertical | HS | 0.1 | 220 | 5 | 52 | 4.2 | NO | N/A | N/A | N/A | N/A | N/A | 4506633
| Kitchen Range Hoods |  | Broan-NuTone LLC | Broan | BCSD136BC | 36 | 0 |  | 7" | Vertical | WS | 0.038 | 150 | 1.5 | 28.1 | 5.3 | NO | N/A | N/A | N/A | N/A | N/A | 4506633
| Kitchen Range Hoods |  | Broan-NuTone LLC | Broan | BCSD136BC | 36 | 0 |  | 7" | Vertical | HS | 0.1 | 240 | 5 | 51.5 | 4.6 | NO | N/A | N/A | N/A | N/A | N/A | 4506633
| Kitchen Range Hoods |  | Broan-NuTone LLC | Broan | BCSD136BC | 36 | 0 |  | 3 1/4" X 10" | Horizontal | HS | 0.25 | 128 |  |  |  | NO | N/A | N/A | N/A | N/A | N/A | 4506633
| Kitchen Range Hoods |  | Broan-NuTone LLC | Broan | BCSD136BC | 36 | 0 |  | 3 1/4" X 10" | Vertical | HS | 0.25 | 130 |  |  |  | NO | N/A | N/A | N/A | N/A | N/A | 4506633
| Kitchen Range Hoods |  | Broan-NuTone LLC | Broan | BCSD136BC | 36 | 0 |  | 7" | Vertical | HS | 0.25 | 110 |  |  |  | NO | N/A | N/A | N/A | N/A | N/A | 4506633
| Kitchen Range Hoods |  | Broan-NuTone LLC | Broan | BCSD136BL | 36 | 0 |  | 3 1/4" X 10" | Horizontal | WS | 0.03 | 110 | 1.5 | 28.2 | 3.9 | NO | N/A | N/A | N/A | N/A | N/A | 4506637
| Kitchen Range Hoods |  | Broan-NuTone LLC | Broan | BCSD136BL | 36 | 0 |  | 3 1/4" X 10" | Horizontal | HS | 0.1 | 210 | 5 | 52.7 | 3.9 | NO | N/A | N/A | N/A | N/A | N/A | 4506637
| Kitchen Range Hoods |  | Broan-NuTone LLC | Broan | BCSD136BL | 36 | 0 |  | 3 1/4" X 10" | Vertical | WS | 0.034 | 140 | 1.5 | 28.2 | 4.9 | NO | N/A | N/A | N/A | N/A | N/A | 4506637
| Kitchen Range Hoods |  | Broan-NuTone LLC | Broan | BCSD136BL | 36 | 0 |  | 3 1/4" X 10" | Vertical | HS | 0.1 | 220 | 5 | 52 | 4.2 | NO | N/A | N/A | N/A | N/A | N/A | 4506637
| Kitchen Range Hoods |  | Broan-NuTone LLC | Broan | BCSD136BL | 36 | 0 |  | 7" | Vertical | WS | 0.038 | 150 | 1.5 | 28.1 | 5.3 | NO | N/A | N/A | N/A | N/A | N/A | 4506637
| Kitchen Range Hoods |  | Broan-NuTone LLC | Broan | BCSD136BL | 36 | 0 |  | 7" | Vertical | HS | 0.1 | 240 | 5 | 51.5 | 4.6 | NO | N/A | N/A | N/A | N/A | N/A | 4506637
| Kitchen Range Hoods |  | Broan-NuTone LLC | Broan | BCSD136BL | 36 | 0 |  | 3 1/4" X 10" | Horizontal | HS | 0.25 | 128 |  |  |  | NO | N/A | N/A | N/A | N/A | N/A | 4506637
| Kitchen Range Hoods |  | Broan-NuTone LLC | Broan | BCSD136BL | 36 | 0 |  | 3 1/4" X 10" | Vertical | HS | 0.25 | 130 |  |  |  | NO | N/A | N/A | N/A | N/A | N/A | 4506637
| Kitchen Range Hoods |  | Broan-NuTone LLC | Broan | BCSD136BL | 36 | 0 |  | 7" | Vertical | HS | 0.25 | 110 |  |  |  | NO | N/A | N/A | N/A | N/A | N/A | 4506637
| Kitchen Range Hoods |  | Broan-NuTone LLC | Broan | BCSD136SS | 36 | 0 |  | 3 1/4" X 10" | Horizontal | WS | 0.03 | 110 | 1.5 | 28.2 | 3.9 | NO | N/A | N/A | N/A | N/A | N/A | 4506638
| Kitchen Range Hoods |  | Broan-NuTone LLC | Broan | BCSD136SS | 36 | 0 |  | 3 1/4" X 10" | Horizontal | HS | 0.1 | 210 | 5 | 52.7 | 3.9 | NO | N/A | N/A | N/A | N/A | N/A | 4506638
| Kitchen Range Hoods |  | Broan-NuTone LLC | Broan | BCSD136SS | 36 | 0 |  | 3 1/4" X 10" | Vertical | WS | 0.034 | 140 | 1.5 | 28.2 | 4.9 | NO | N/A | N/A | N/A | N/A | N/A | 4506638
| Kitchen Range Hoods |  | Broan-NuTone LLC | Broan | BCSD136SS | 36 | 0 |  | 3 1/4" X 10" | Vertical | HS | 0.1 | 220 | 5 | 52 | 4.2 | NO | N/A | N/A | N/A | N/A | N/A | 4506638
| Kitchen Range Hoods |  | Broan-NuTone LLC | Broan | BCSD136SS | 36 | 0 |  | 7" | Vertical | WS | 0.038 | 150 | 1.5 | 28.1 | 5.3 | NO | N/A | N/A | N/A | N/A | N/A | 4506638
| Kitchen Range Hoods |  | Broan-NuTone LLC | Broan | BCSD136SS | 36 | 0 |  | 7" | Vertical | HS | 0.1 | 240 | 5 | 51.5 | 4.6 | NO | N/A | N/A | N/A | N/A | N/A | 4506638
| Kitchen Range Hoods |  | Broan-NuTone LLC | Broan | BCSD136SS | 36 | 0 |  | 3 1/4" X 10" | Horizontal | HS | 0.25 | 128 |  |  |  | NO | N/A | N/A | N/A | N/A | N/A | 4506638
| Kitchen Range Hoods |  | Broan-NuTone LLC | Broan | BCSD136SS | 36 | 0 |  | 3 1/4" X 10" | Vertical | HS | 0.25 | 130 |  |  |  | NO | N/A | N/A | N/A | N/A | N/A | 4506638
| Kitchen Range Hoods |  | Broan-NuTone LLC | Broan | BCSD136SS | 36 | 0 |  | 7" | Vertical | HS | 0.25 | 110 |  |  |  | NO | N/A | N/A | N/A | N/A | N/A | 4506638
| Kitchen Range Hoods |  | Broan-NuTone LLC | Broan | BCSD136WW | 36 | 0 |  | 3 1/4" X 10" | Horizontal | WS | 0.03 | 110 | 1.5 | 28.2 | 3.9 | NO | N/A | N/A | N/A | N/A | N/A | 4506639
| Kitchen Range Hoods |  | Broan-NuTone LLC | Broan | BCSD136WW | 36 | 0 |  | 3 1/4" X 10" | Horizontal | HS | 0.1 | 210 | 5 | 52.7 | 3.9 | NO | N/A | N/A | N/A | N/A | N/A | 4506639
| Kitchen Range Hoods |  | Broan-NuTone LLC | Broan | BCSD136WW | 36 | 0 |  | 3 1/4" X 10" | Vertical | WS | 0.034 | 140 | 1.5 | 28.2 | 4.9 | NO | N/A | N/A | N/A | N/A | N/A | 4506639
| Kitchen Range Hoods |  | Broan-NuTone LLC | Broan | BCSD136WW | 36 | 0 |  | 3 1/4" X 10" | Vertical | HS | 0.1 | 220 | 5 | 52 | 4.2 | NO | N/A | N/A | N/A | N/A | N/A | 4506639
| Kitchen Range Hoods |  | Broan-NuTone LLC | Broan | BCSD136WW | 36 | 0 |  | 7" | Vertical | WS | 0.038 | 150 | 1.5 | 28.1 | 5.3 | NO | N/A | N/A | N/A | N/A | N/A | 4506639
| Kitchen Range Hoods |  | Broan-NuTone LLC | Broan | BCSD136WW | 36 | 0 |  | 7" | Vertical | HS | 0.1 | 240 | 5 | 51.5 | 4.6 | NO | N/A | N/A | N/A | N/A | N/A | 4506639
| Kitchen Range Hoods |  | Broan-NuTone LLC | Broan | BCSD136WW | 36 | 0 |  | 3 1/4" X 10" | Horizontal | HS | 0.25 | 128 |  |  |  | NO | N/A | N/A | N/A | N/A | N/A | 4506639
| Kitchen Range Hoods |  | Broan-NuTone LLC | Broan | BCSD136WW | 36 | 0 |  | 3 1/4" X 10" | Vertical | HS | 0.25 | 130 |  |  |  | NO | N/A | N/A | N/A | N/A | N/A | 4506639
| Kitchen Range Hoods |  | Broan-NuTone LLC | Broan | BCSD136WW | 36 | 0 |  | 7" | Vertical | HS | 0.25 | 110 |  |  |  | NO | N/A | N/A | N/A | N/A | N/A | 4506639
| Kitchen Range Hoods |  | Broan-NuTone LLC | Broan | BCSD142BL | 42 | 0 |  | 3 1/4" X 10" | Horizontal | WS | 0.03 | 110 | 1.5 | 28.2 | 3.9 | NO | N/A | N/A | N/A | N/A | N/A | 4506640
| Kitchen Range Hoods |  | Broan-NuTone LLC | Broan | BCSD142BL | 42 | 0 |  | 3 1/4" X 10" | Horizontal | HS | 0.1 | 210 | 5 | 52.7 | 3.9 | NO | N/A | N/A | N/A | N/A | N/A | 4506640
| Kitchen Range Hoods |  | Broan-NuTone LLC | Broan | BCSD142BL | 42 | 0 |  | 3 1/4" X 10" | Vertical | WS | 0.034 | 140 | 1.5 | 28.2 | 4.9 | NO | N/A | N/A | N/A | N/A | N/A | 4506640
| Kitchen Range Hoods |  | Broan-NuTone LLC | Broan | BCSD142BL | 42 | 0 |  | 3 1/4" X 10" | Vertical | HS | 0.1 | 220 | 5 | 52 | 4.2 | NO | N/A | N/A | N/A | N/A | N/A | 4506640
| Kitchen Range Hoods |  | Broan-NuTone LLC | Broan | BCSD142BL | 42 | 0 |  | 7" | Vertical | WS | 0.038 | 150 | 1.5 | 28.1 | 5.3 | NO | N/A | N/A | N/A | N/A | N/A | 4506640
| Kitchen Range Hoods |  | Broan-NuTone LLC | Broan | BCSD142BL | 42 | 0 |  | 7" | Vertical | HS | 0.1 | 240 | 5 | 51.5 | 4.6 | NO | N/A | N/A | N/A | N/A | N/A | 4506640
| Kitchen Range Hoods |  | Broan-NuTone LLC | Broan | BCSD142BL | 42 | 0 |  | 3 1/4" X 10" | Horizontal | HS | 0.25 | 128 |  |  |  | NO | N/A | N/A | N/A | N/A | N/A | 4506640
| Kitchen Range Hoods |  | Broan-NuTone LLC | Broan | BCSD142BL | 42 | 0 |  | 3 1/4" X 10" | Vertical | HS | 0.25 | 130 |  |  |  | NO | N/A | N/A | N/A | N/A | N/A | 4506640
| Kitchen Range Hoods |  | Broan-NuTone LLC | Broan | BCSD142BL | 42 | 0 |  | 7" | Vertical | HS | 0.25 | 110 |  |  |  | NO | N/A | N/A | N/A | N/A | N/A | 4506640
| Kitchen Range Hoods |  | Broan-NuTone LLC | Broan | BCSD142SS | 42 | 0 |  | 3 1/4" X 10" | Horizontal | WS | 0.03 | 110 | 1.5 | 28.2 | 3.9 | NO | N/A | N/A | N/A | N/A | N/A | 4506641
| Kitchen Range Hoods |  | Broan-NuTone LLC | Broan | BCSD142SS | 42 | 0 |  | 3 1/4" X 10" | Horizontal | HS | 0.1 | 210 | 5 | 52.7 | 3.9 | NO | N/A | N/A | N/A | N/A | N/A | 4506641
| Kitchen Range Hoods |  | Broan-NuTone LLC | Broan | BCSD142SS | 42 | 0 |  | 3 1/4" X 10" | Vertical | WS | 0.034 | 140 | 1.5 | 28.2 | 4.9 | NO | N/A | N/A | N/A | N/A | N/A | 4506641
| Kitchen Range Hoods |  | Broan-NuTone LLC | Broan | BCSD142SS | 42 | 0 |  | 3 1/4" X 10" | Vertical | HS | 0.1 | 220 | 5 | 52 | 4.2 | NO | N/A | N/A | N/A | N/A | N/A | 4506641
| Kitchen Range Hoods |  | Broan-NuTone LLC | Broan | BCSD142SS | 42 | 0 |  | 7" | Vertical | WS | 0.038 | 150 | 1.5 | 28.1 | 5.3 | NO | N/A | N/A | N/A | N/A | N/A | 4506641
| Kitchen Range Hoods |  | Broan-NuTone LLC | Broan | BCSD142SS | 42 | 0 |  | 7" | Vertical | HS | 0.1 | 240 | 5 | 51.5 | 4.6 | NO | N/A | N/A | N/A | N/A | N/A | 4506641
| Kitchen Range Hoods |  | Broan-NuTone LLC | Broan | BCSD142SS | 42 | 0 |  | 3 1/4" X 10" | Horizontal | HS | 0.25 | 128 |  |  |  | NO | N/A | N/A | N/A | N/A | N/A | 4506641
| Kitchen Range Hoods |  | Broan-NuTone LLC | Broan | BCSD142SS | 42 | 0 |  | 3 1/4" X 10" | Vertical | HS | 0.25 | 130 |  |  |  | NO | N/A | N/A | N/A | N/A | N/A | 4506641
| Kitchen Range Hoods |  | Broan-NuTone LLC | Broan | BCSD142SS | 42 | 0 |  | 7" | Vertical | HS | 0.25 | 110 |  |  |  | NO | N/A | N/A | N/A | N/A | N/A | 4506641
| Kitchen Range Hoods |  | Broan-NuTone LLC | Broan | BCSD142WW | 42 | 0 |  | 3 1/4" X 10" | Horizontal | WS | 0.03 | 110 | 1.5 | 28.2 | 3.9 | NO | N/A | N/A | N/A | N/A | N/A | 4506642
| Kitchen Range Hoods |  | Broan-NuTone LLC | Broan | BCSD142WW | 42 | 0 |  | 3 1/4" X 10" | Horizontal | HS | 0.1 | 210 | 5 | 52.7 | 3.9 | NO | N/A | N/A | N/A | N/A | N/A | 4506642
| Kitchen Range Hoods |  | Broan-NuTone LLC | Broan | BCSD142WW | 42 | 0 |  | 3 1/4" X 10" | Vertical | WS | 0.034 | 140 | 1.5 | 28.2 | 4.9 | NO | N/A | N/A | N/A | N/A | N/A | 4506642
| Kitchen Range Hoods |  | Broan-NuTone LLC | Broan | BCSD142WW | 42 | 0 |  | 3 1/4" X 10" | Vertical | HS | 0.1 | 220 | 5 | 52 | 4.2 | NO | N/A | N/A | N/A | N/A | N/A | 4506642
| Kitchen Range Hoods |  | Broan-NuTone LLC | Broan | BCSD142WW | 42 | 0 |  | 7" | Vertical | WS | 0.038 | 150 | 1.5 | 28.1 | 5.3 | NO | N/A | N/A | N/A | N/A | N/A | 4506642
| Kitchen Range Hoods |  | Broan-NuTone LLC | Broan | BCSD142WW | 42 | 0 |  | 7" | Vertical | HS | 0.1 | 240 | 5 | 51.5 | 4.6 | NO | N/A | N/A | N/A | N/A | N/A | 4506642
| Kitchen Range Hoods |  | Broan-NuTone LLC | Broan | BCSD142WW | 42 | 0 |  | 3 1/4" X 10" | Horizontal | HS | 0.25 | 128 |  |  |  | NO | N/A | N/A | N/A | N/A | N/A | 4506642
| Kitchen Range Hoods |  | Broan-NuTone LLC | Broan | BCSD142WW | 42 | 0 |  | 3 1/4" X 10" | Vertical | HS | 0.25 | 130 |  |  |  | NO | N/A | N/A | N/A | N/A | N/A | 4506642
| Kitchen Range Hoods |  | Broan-NuTone LLC | Broan | BCSD142WW | 42 | 0 |  | 7" | Vertical | HS | 0.25 | 110 |  |  |  | NO | N/A | N/A | N/A | N/A | N/A | 4506642
| Kitchen Range Hoods | Undercabinet | Broan-NuTone LLC | Broan | BCSEK124BL | 24 | 0 |  | 7" | Vertical | HS | 0.1 | 240 | 5 | 51.5 | 4.6 | Yes | N/A | N/A | N/A | N/A | N/A | 4508109
| Kitchen Range Hoods | Undercabinet | Broan-NuTone LLC | Broan | BCSEK124BL | 24 | 0 |  | 3 1/4" X 10" | Vertical | HS | 0.1 | 220 | 5 | 52 | 4.2 | Yes | N/A | N/A | N/A | N/A | N/A | 4508109
| Kitchen Range Hoods | Undercabinet | Broan-NuTone LLC | Broan | BCSEK124BL | 24 | 0 |  | 3 1/4" X 10" | Horizontal | HS | 0.1 | 210 | 5 | 52.7 | 3.9 | Yes | N/A | N/A | N/A | N/A | N/A | 4508109
| Kitchen Range Hoods | Undercabinet | Broan-NuTone LLC | Broan | BCSEK124BL | 24 | 0 |  | 7" | Vertical | WS | 0.038 | 150 | 1.5 | 28.1 | 5.3 | Yes | N/A | N/A | N/A | N/A | N/A | 4508109
| Kitchen Range Hoods | Undercabinet | Broan-NuTone LLC | Broan | BCSEK124BL | 24 | 0 |  | 3 1/4" X 10" | Vertical | WS | 0.034 | 140 | 1.5 | 28.2 | 4.9 | Yes | N/A | N/A | N/A | N/A | N/A | 4508109
| Kitchen Range Hoods | Undercabinet | Broan-NuTone LLC | Broan | BCSEK124BL | 24 | 0 |  | 3 1/4" X 10" | Horizontal | WS | 0.03 | 110 | 1.5 | 28.2 | 3.9 | Yes | N/A | N/A | N/A | N/A | N/A | 4508109
| Kitchen Range Hoods | Undercabinet | Broan-NuTone LLC | Broan | BCSEK124BL | 24 | 0 |  | 7" | Vertical | HS | 0.25 | 110 |  |  |  | Yes | N/A | N/A | N/A | N/A | N/A | 4508109
| Kitchen Range Hoods | Undercabinet | Broan-NuTone LLC | Broan | BCSEK124BL | 24 | 0 |  | 3 1/4" X 10" | Vertical | HS | 0.25 | 130 |  |  |  | Yes | N/A | N/A | N/A | N/A | N/A | 4508109
| Kitchen Range Hoods | Undercabinet | Broan-NuTone LLC | Broan | BCSEK124BL | 24 | 0 |  | 3 1/4" X 10" | Horizontal | HS | 0.25 | 128 |  |  |  | Yes | N/A | N/A | N/A | N/A | N/A | 4508109
| Kitchen Range Hoods | Undercabinet | Broan-NuTone LLC | Broan | BCSEK124SS | 24 | 0 |  | 7" | Vertical | HS | 0.1 | 240 | 5 | 51.5 | 4.6 | Yes | N/A | N/A | N/A | N/A | N/A | 4508110
| Kitchen Range Hoods | Undercabinet | Broan-NuTone LLC | Broan | BCSEK124SS | 24 | 0 |  | 3 1/4" X 10" | Vertical | HS | 0.1 | 220 | 5 | 52 | 4.2 | Yes | N/A | N/A | N/A | N/A | N/A | 4508110
| Kitchen Range Hoods | Undercabinet | Broan-NuTone LLC | Broan | BCSEK124SS | 24 | 0 |  | 3 1/4" X 10" | Horizontal | HS | 0.1 | 210 | 5 | 52.7 | 3.9 | Yes | N/A | N/A | N/A | N/A | N/A | 4508110
| Kitchen Range Hoods | Undercabinet | Broan-NuTone LLC | Broan | BCSEK124SS | 24 | 0 |  | 7" | Vertical | WS | 0.038 | 150 | 1.5 | 28.1 | 5.3 | Yes | N/A | N/A | N/A | N/A | N/A | 4508110
| Kitchen Range Hoods | Undercabinet | Broan-NuTone LLC | Broan | BCSEK124SS | 24 | 0 |  | 3 1/4" X 10" | Vertical | WS | 0.034 | 140 | 1.5 | 28.2 | 4.9 | Yes | N/A | N/A | N/A | N/A | N/A | 4508110
| Kitchen Range Hoods | Undercabinet | Broan-NuTone LLC | Broan | BCSEK124SS | 24 | 0 |  | 3 1/4" X 10" | Horizontal | WS | 0.03 | 110 | 1.5 | 28.2 | 3.9 | Yes | N/A | N/A | N/A | N/A | N/A | 4508110
| Kitchen Range Hoods | Undercabinet | Broan-NuTone LLC | Broan | BCSEK124SS | 24 | 0 |  | 7" | Vertical | HS | 0.25 | 110 |  |  |  | Yes | N/A | N/A | N/A | N/A | N/A | 4508110
| Kitchen Range Hoods | Undercabinet | Broan-NuTone LLC | Broan | BCSEK124SS | 24 | 0 |  | 3 1/4" X 10" | Vertical | HS | 0.25 | 130 |  |  |  | Yes | N/A | N/A | N/A | N/A | N/A | 4508110
| Kitchen Range Hoods | Undercabinet | Broan-NuTone LLC | Broan | BCSEK124SS | 24 | 0 |  | 3 1/4" X 10" | Horizontal | HS | 0.25 | 128 |  |  |  | Yes | N/A | N/A | N/A | N/A | N/A | 4508110
| Kitchen Range Hoods | Undercabinet | Broan-NuTone LLC | Broan | BCSEK124WW | 21 | 0 |  | 7" | Vertical | HS | 0.1 | 240 | 5 | 51.5 | 4.6 | Yes | N/A | N/A | N/A | N/A | N/A | 4508111
| Kitchen Range Hoods | Undercabinet | Broan-NuTone LLC | Broan | BCSEK124WW | 21 | 0 |  | 3 1/4" X 10" | Vertical | HS | 0.1 | 220 | 5 | 52 | 4.2 | Yes | N/A | N/A | N/A | N/A | N/A | 4508111
| Kitchen Range Hoods | Undercabinet | Broan-NuTone LLC | Broan | BCSEK124WW | 21 | 0 |  | 3 1/4" X 10" | Horizontal | HS | 0.1 | 210 | 5 | 52.7 | 3.9 | Yes | N/A | N/A | N/A | N/A | N/A | 4508111
| Kitchen Range Hoods | Undercabinet | Broan-NuTone LLC | Broan | BCSEK124WW | 21 | 0 |  | 7" | Vertical | WS | 0.038 | 150 | 1.5 | 28.1 | 5.3 | Yes | N/A | N/A | N/A | N/A | N/A | 4508111
| Kitchen Range Hoods | Undercabinet | Broan-NuTone LLC | Broan | BCSEK124WW | 21 | 0 |  | 3 1/4" X 10" | Vertical | WS | 0.034 | 140 | 1.5 | 28.2 | 4.9 | Yes | N/A | N/A | N/A | N/A | N/A | 4508111
| Kitchen Range Hoods | Undercabinet | Broan-NuTone LLC | Broan | BCSEK124WW | 21 | 0 |  | 3 1/4" X 10" | Horizontal | WS | 0.03 | 110 | 1.5 | 28.2 | 3.9 | Yes | N/A | N/A | N/A | N/A | N/A | 4508111
| Kitchen Range Hoods | Undercabinet | Broan-NuTone LLC | Broan | BCSEK124WW | 21 | 0 |  | 7" | Vertical | HS | 0.25 | 110 |  |  |  | Yes | N/A | N/A | N/A | N/A | N/A | 4508111
| Kitchen Range Hoods | Undercabinet | Broan-NuTone LLC | Broan | BCSEK124WW | 21 | 0 |  | 3 1/4" X 10" | Vertical | HS | 0.25 | 130 |  |  |  | Yes | N/A | N/A | N/A | N/A | N/A | 4508111
| Kitchen Range Hoods | Undercabinet | Broan-NuTone LLC | Broan | BCSEK124WW | 21 | 0 |  | 3 1/4" X 10" | Horizontal | HS | 0.25 | 128 |  |  |  | Yes | N/A | N/A | N/A | N/A | N/A | 4508111
| Kitchen Range Hoods |  | Broan-NuTone LLC | Broan | BCSEK130BL | 30 | 0 |  | 7" | Vertical | HS | 0.1 | 240 | 5 | 51.5 | 4.6 | Yes | N/A | N/A | N/A | N/A | N/A | 4506927
| Kitchen Range Hoods |  | Broan-NuTone LLC | Broan | BCSEK130BL | 30 | 0 |  | 3 1/4" X 10" | Vertical | HS | 0.1 | 220 | 5 | 52 | 4.2 | Yes | N/A | N/A | N/A | N/A | N/A | 4506927
| Kitchen Range Hoods |  | Broan-NuTone LLC | Broan | BCSEK130BL | 30 | 0 |  | 3 1/4" X 10" | Horizontal | HS | 0.1 | 210 | 5 | 52.7 | 3.9 | Yes | N/A | N/A | N/A | N/A | N/A | 4506927
| Kitchen Range Hoods |  | Broan-NuTone LLC | Broan | BCSEK130BL | 30 | 0 |  | 7" | Vertical | WS | 0.038 | 150 | 1.5 | 28.1 | 5.3 | Yes | N/A | N/A | N/A | N/A | N/A | 4506927
| Kitchen Range Hoods |  | Broan-NuTone LLC | Broan | BCSEK130BL | 30 | 0 |  | 3 1/4" X 10" | Vertical | WS | 0.034 | 140 | 1.5 | 28.2 | 4.9 | Yes | N/A | N/A | N/A | N/A | N/A | 4506927
| Kitchen Range Hoods |  | Broan-NuTone LLC | Broan | BCSEK130BL | 30 | 0 |  | 3 1/4" X 10" | Horizontal | WS | 0.03 | 110 | 1.5 | 28.2 | 3.9 | Yes | N/A | N/A | N/A | N/A | N/A | 4506927
| Kitchen Range Hoods |  | Broan-NuTone LLC | Broan | BCSEK130BL | 30 | 0 |  | 7" | Vertical | HS | 0.25 | 110 |  |  |  | Yes | N/A | N/A | N/A | N/A | N/A | 4506927
| Kitchen Range Hoods |  | Broan-NuTone LLC | Broan | BCSEK130BL | 30 | 0 |  | 3 1/4" X 10" | Vertical | HS | 0.25 | 130 |  |  |  | Yes | N/A | N/A | N/A | N/A | N/A | 4506927
| Kitchen Range Hoods |  | Broan-NuTone LLC | Broan | BCSEK130BL | 30 | 0 |  | 3 1/4" X 10" | Horizontal | HS | 0.25 | 128 |  |  |  | Yes | N/A | N/A | N/A | N/A | N/A | 4506927
| Kitchen Range Hoods |  | Broan-NuTone LLC | Broan | BCSEK130SS | 24 | 0 |  | 7" | Vertical | HS | 0.1 | 240 | 5 | 51.5 | 4.6 | Yes | N/A | N/A | N/A | N/A | N/A | 4506929
| Kitchen Range Hoods |  | Broan-NuTone LLC | Broan | BCSEK130SS | 24 | 0 |  | 3 1/4" X 10" | Vertical | HS | 0.1 | 220 | 5 | 52 | 4.2 | Yes | N/A | N/A | N/A | N/A | N/A | 4506929
| Kitchen Range Hoods |  | Broan-NuTone LLC | Broan | BCSEK130SS | 24 | 0 |  | 3 1/4" X 10" | Horizontal | HS | 0.1 | 210 | 5 | 52.7 | 3.9 | Yes | N/A | N/A | N/A | N/A | N/A | 4506929
| Kitchen Range Hoods |  | Broan-NuTone LLC | Broan | BCSEK130SS | 24 | 0 |  | 7" | Vertical | WS | 0.038 | 150 | 1.5 | 28.1 | 5.3 | Yes | N/A | N/A | N/A | N/A | N/A | 4506929
| Kitchen Range Hoods |  | Broan-NuTone LLC | Broan | BCSEK130SS | 24 | 0 |  | 3 1/4" X 10" | Vertical | WS | 0.034 | 140 | 1.5 | 28.2 | 4.9 | Yes | N/A | N/A | N/A | N/A | N/A | 4506929
| Kitchen Range Hoods |  | Broan-NuTone LLC | Broan | BCSEK130SS | 24 | 0 |  | 3 1/4" X 10" | Horizontal | WS | 0.03 | 110 | 1.5 | 28.2 | 3.9 | Yes | N/A | N/A | N/A | N/A | N/A | 4506929
| Kitchen Range Hoods |  | Broan-NuTone LLC | Broan | BCSEK130SS | 24 | 0 |  | 7" | Vertical | HS | 0.25 | 110 |  |  |  | Yes | N/A | N/A | N/A | N/A | N/A | 4506929
| Kitchen Range Hoods |  | Broan-NuTone LLC | Broan | BCSEK130SS | 24 | 0 |  | 3 1/4" X 10" | Vertical | HS | 0.25 | 130 |  |  |  | Yes | N/A | N/A | N/A | N/A | N/A | 4506929
| Kitchen Range Hoods |  | Broan-NuTone LLC | Broan | BCSEK130SS | 24 | 0 |  | 3 1/4" X 10" | Horizontal | HS | 0.25 | 128 |  |  |  | Yes | N/A | N/A | N/A | N/A | N/A | 4506929
| Kitchen Range Hoods |  | Broan-NuTone LLC | Broan | BCSEK130WW | 30 | 0 |  | 7" | Vertical | HS | 0.1 | 240 | 5 | 51.5 | 4.6 | Yes | N/A | N/A | N/A | N/A | N/A | 4506930
| Kitchen Range Hoods |  | Broan-NuTone LLC | Broan | BCSEK130WW | 30 | 0 |  | 3 1/4" X 10" | Vertical | HS | 0.1 | 220 | 5 | 52 | 4.2 | Yes | N/A | N/A | N/A | N/A | N/A | 4506930
| Kitchen Range Hoods |  | Broan-NuTone LLC | Broan | BCSEK130WW | 30 | 0 |  | 3 1/4" X 10" | Horizontal | HS | 0.1 | 210 | 5 | 52.7 | 3.9 | Yes | N/A | N/A | N/A | N/A | N/A | 4506930
| Kitchen Range Hoods |  | Broan-NuTone LLC | Broan | BCSEK130WW | 30 | 0 |  | 7" | Vertical | WS | 0.038 | 150 | 1.5 | 28.1 | 5.3 | Yes | N/A | N/A | N/A | N/A | N/A | 4506930
| Kitchen Range Hoods |  | Broan-NuTone LLC | Broan | BCSEK130WW | 30 | 0 |  | 3 1/4" X 10" | Vertical | WS | 0.034 | 140 | 1.5 | 28.2 | 4.9 | Yes | N/A | N/A | N/A | N/A | N/A | 4506930
| Kitchen Range Hoods |  | Broan-NuTone LLC | Broan | BCSEK130WW | 30 | 0 |  | 3 1/4" X 10" | Horizontal | WS | 0.03 | 110 | 1.5 | 28.2 | 3.9 | Yes | N/A | N/A | N/A | N/A | N/A | 4506930
| Kitchen Range Hoods |  | Broan-NuTone LLC | Broan | BCSEK130WW | 30 | 0 |  | 7" | Vertical | HS | 0.25 | 110 |  |  |  | Yes | N/A | N/A | N/A | N/A | N/A | 4506930
| Kitchen Range Hoods |  | Broan-NuTone LLC | Broan | BCSEK130WW | 30 | 0 |  | 3 1/4" X 10" | Vertical | HS | 0.25 | 130 |  |  |  | Yes | N/A | N/A | N/A | N/A | N/A | 4506930
| Kitchen Range Hoods |  | Broan-NuTone LLC | Broan | BCSEK130WW | 30 | 0 |  | 3 1/4" X 10" | Horizontal | HS | 0.25 | 128 |  |  |  | Yes | N/A | N/A | N/A | N/A | N/A | 4506930
| Kitchen Range Hoods | Undercabinet | Broan-NuTone LLC | Broan | BCSEK136BL | 36 | 0 |  | 7" | Vertical | HS | 0.1 | 240 | 5 | 51.5 | 4.6 | Yes | N/A | N/A | N/A | N/A | N/A | 4508112
| Kitchen Range Hoods | Undercabinet | Broan-NuTone LLC | Broan | BCSEK136BL | 36 | 0 |  | 3 1/4" X 10" | Vertical | HS | 0.1 | 220 | 5 | 52 | 4.2 | Yes | N/A | N/A | N/A | N/A | N/A | 4508112
| Kitchen Range Hoods | Undercabinet | Broan-NuTone LLC | Broan | BCSEK136BL | 36 | 0 |  | 3 1/4" X 10" | Horizontal | HS | 0.1 | 210 | 5 | 52.7 | 3.9 | Yes | N/A | N/A | N/A | N/A | N/A | 4508112
| Kitchen Range Hoods | Undercabinet | Broan-NuTone LLC | Broan | BCSEK136BL | 36 | 0 |  | 7" | Vertical | WS | 0.038 | 150 | 1.5 | 28.1 | 5.3 | Yes | N/A | N/A | N/A | N/A | N/A | 4508112
| Kitchen Range Hoods | Undercabinet | Broan-NuTone LLC | Broan | BCSEK136BL | 36 | 0 |  | 3 1/4" X 10" | Vertical | WS | 0.034 | 140 | 1.5 | 28.2 | 4.9 | Yes | N/A | N/A | N/A | N/A | N/A | 4508112
| Kitchen Range Hoods | Undercabinet | Broan-NuTone LLC | Broan | BCSEK136BL | 36 | 0 |  | 3 1/4" X 10" | Horizontal | WS | 0.03 | 110 | 1.5 | 28.2 | 3.9 | Yes | N/A | N/A | N/A | N/A | N/A | 4508112
| Kitchen Range Hoods | Undercabinet | Broan-NuTone LLC | Broan | BCSEK136BL | 36 | 0 |  | 7" | Vertical | HS | 0.25 | 110 |  |  |  | Yes | N/A | N/A | N/A | N/A | N/A | 4508112
| Kitchen Range Hoods | Undercabinet | Broan-NuTone LLC | Broan | BCSEK136BL | 36 | 0 |  | 3 1/4" X 10" | Vertical | HS | 0.25 | 130 |  |  |  | Yes | N/A | N/A | N/A | N/A | N/A | 4508112
| Kitchen Range Hoods | Undercabinet | Broan-NuTone LLC | Broan | BCSEK136BL | 36 | 0 |  | 3 1/4" X 10" | Horizontal | HS | 0.25 | 128 |  |  |  | Yes | N/A | N/A | N/A | N/A | N/A | 4508112
| Kitchen Range Hoods | Undercabinet | Broan-NuTone LLC | Broan | BCSEK136SS | 36 | 0 |  | 7" | Vertical | HS | 0.1 | 240 | 5 | 51.5 | 4.6 | Yes | N/A | N/A | N/A | N/A | N/A | 4508113
| Kitchen Range Hoods | Undercabinet | Broan-NuTone LLC | Broan | BCSEK136SS | 36 | 0 |  | 3 1/4" X 10" | Vertical | HS | 0.1 | 220 | 5 | 52 | 4.2 | Yes | N/A | N/A | N/A | N/A | N/A | 4508113
| Kitchen Range Hoods | Undercabinet | Broan-NuTone LLC | Broan | BCSEK136SS | 36 | 0 |  | 3 1/4" X 10" | Horizontal | HS | 0.1 | 210 | 5 | 52.7 | 3.9 | Yes | N/A | N/A | N/A | N/A | N/A | 4508113
| Kitchen Range Hoods | Undercabinet | Broan-NuTone LLC | Broan | BCSEK136SS | 36 | 0 |  | 7" | Vertical | WS | 0.038 | 150 | 1.5 | 28.1 | 5.3 | Yes | N/A | N/A | N/A | N/A | N/A | 4508113
| Kitchen Range Hoods | Undercabinet | Broan-NuTone LLC | Broan | BCSEK136SS | 36 | 0 |  | 3 1/4" X 10" | Vertical | WS | 0.034 | 140 | 1.5 | 28.2 | 4.9 | Yes | N/A | N/A | N/A | N/A | N/A | 4508113
| Kitchen Range Hoods | Undercabinet | Broan-NuTone LLC | Broan | BCSEK136SS | 36 | 0 |  | 3 1/4" X 10" | Horizontal | WS | 0.03 | 110 | 1.5 | 28.2 | 3.9 | Yes | N/A | N/A | N/A | N/A | N/A | 4508113
| Kitchen Range Hoods | Undercabinet | Broan-NuTone LLC | Broan | BCSEK136SS | 36 | 0 |  | 7" | Vertical | HS | 0.25 | 110 |  |  |  | Yes | N/A | N/A | N/A | N/A | N/A | 4508113
| Kitchen Range Hoods | Undercabinet | Broan-NuTone LLC | Broan | BCSEK136SS | 36 | 0 |  | 3 1/4" X 10" | Vertical | HS | 0.25 | 130 |  |  |  | Yes | N/A | N/A | N/A | N/A | N/A | 4508113
| Kitchen Range Hoods | Undercabinet | Broan-NuTone LLC | Broan | BCSEK136SS | 36 | 0 |  | 3 1/4" X 10" | Horizontal | HS | 0.25 | 128 |  |  |  | Yes | N/A | N/A | N/A | N/A | N/A | 4508113
| Kitchen Range Hoods | Undercabinet | Broan-NuTone LLC | Broan | BCSEK136WW | 36 | 0 |  | 7" | Vertical | HS | 0.1 | 240 | 5 | 51.5 | 4.6 | Yes | N/A | N/A | N/A | N/A | N/A | 4508114
| Kitchen Range Hoods | Undercabinet | Broan-NuTone LLC | Broan | BCSEK136WW | 36 | 0 |  | 3 1/4" X 10" | Vertical | HS | 0.1 | 220 | 5 | 52 | 4.2 | Yes | N/A | N/A | N/A | N/A | N/A | 4508114
| Kitchen Range Hoods | Undercabinet | Broan-NuTone LLC | Broan | BCSEK136WW | 36 | 0 |  | 3 1/4" X 10" | Horizontal | HS | 0.1 | 210 | 5 | 52.7 | 3.9 | Yes | N/A | N/A | N/A | N/A | N/A | 4508114
| Kitchen Range Hoods | Undercabinet | Broan-NuTone LLC | Broan | BCSEK136WW | 36 | 0 |  | 7" | Vertical | WS | 0.038 | 150 | 1.5 | 28.1 | 5.3 | Yes | N/A | N/A | N/A | N/A | N/A | 4508114
| Kitchen Range Hoods | Undercabinet | Broan-NuTone LLC | Broan | BCSEK136WW | 36 | 0 |  | 3 1/4" X 10" | Vertical | WS | 0.034 | 140 | 1.5 | 28.2 | 4.9 | Yes | N/A | N/A | N/A | N/A | N/A | 4508114
| Kitchen Range Hoods | Undercabinet | Broan-NuTone LLC | Broan | BCSEK136WW | 36 | 0 |  | 3 1/4" X 10" | Horizontal | WS | 0.03 | 110 | 1.5 | 28.2 | 3.9 | Yes | N/A | N/A | N/A | N/A | N/A | 4508114
| Kitchen Range Hoods | Undercabinet | Broan-NuTone LLC | Broan | BCSEK136WW | 36 | 0 |  | 7" | Vertical | HS | 0.25 | 110 |  |  |  | Yes | N/A | N/A | N/A | N/A | N/A | 4508114
| Kitchen Range Hoods | Undercabinet | Broan-NuTone LLC | Broan | BCSEK136WW | 36 | 0 |  | 3 1/4" X 10" | Vertical | HS | 0.25 | 130 |  |  |  | Yes | N/A | N/A | N/A | N/A | N/A | 4508114
| Kitchen Range Hoods | Undercabinet | Broan-NuTone LLC | Broan | BCSEK136WW | 36 | 0 |  | 3 1/4" X 10" | Horizontal | HS | 0.25 | 128 |  |  |  | Yes | N/A | N/A | N/A | N/A | N/A | 4508114
| Kitchen Range Hoods | Undercabinet | Broan-NuTone LLC | Broan (Canada) | BCSM130SS | 30 | 0 |  | 3 1/4" X 10" | Horizontal | WS | 0.027 | 110 | 1.5 | 28.7 | 3.8 | NO | N/A | N/A | N/A | N/A | N/A | 4508001
| Kitchen Range Hoods | Undercabinet | Broan-NuTone LLC | Broan (Canada) | BCSM130SS | 30 | 0 |  | 3 1/4" X 10" | Horizontal | HS | 0.1 | 240 | 6 | 62.9 | 3.8 | NO | N/A | N/A | N/A | N/A | N/A | 4508001
| Kitchen Range Hoods | Undercabinet | Broan-NuTone LLC | Broan (Canada) | BCSM130SS | 30 | 0 |  | 3 1/4" X 10" | Vertical | WS | 0.031 | 130 | 1.5 | 28.6 | 4.5 | NO | N/A | N/A | N/A | N/A | N/A | 4508001
| Kitchen Range Hoods | Undercabinet | Broan-NuTone LLC | Broan (Canada) | BCSM130SS | 30 | 0 |  | 3 1/4" X 10" | Vertical | HS | 0.1 | 240 | 6 | 62.3 | 3.8 | NO | N/A | N/A | N/A | N/A | N/A | 4508001
| Kitchen Range Hoods | Undercabinet | Broan-NuTone LLC | Broan (Canada) | BCSM130SS | 30 | 0 |  | 7" | Vertical | WS | 0.033 | 140 | 2 | 28.7 | 4.8 | NO | N/A | N/A | N/A | N/A | N/A | 4508001
| Kitchen Range Hoods | Undercabinet | Broan-NuTone LLC | Broan (Canada) | BCSM130SS | 30 | 0 |  | 7" | Vertical | HS | 0.1 | 260 | 5.5 | 61.7 | 4.2 | NO | N/A | N/A | N/A | N/A | N/A | 4508001
| Kitchen Range Hoods | Undercabinet | Broan-NuTone LLC | Broan (Canada) | BCSM130SS | 30 | 0 |  | 3 1/4" X 10" | Horizontal | HS | 0.25 | 160 |  |  |  | NO | N/A | N/A | N/A | N/A | N/A | 4508001
| Kitchen Range Hoods | Undercabinet | Broan-NuTone LLC | Broan (Canada) | BCSM130SS | 30 | 0 |  | 3 1/4" X 10" | Vertical | HS | 0.25 | 150 |  |  |  | NO | N/A | N/A | N/A | N/A | N/A | 4508001
| Kitchen Range Hoods | Undercabinet | Broan-NuTone LLC | Broan (Canada) | BCSM130SS | 30 | 0 |  | 7" | Vertical | HS | 0.25 | 115 |  |  |  | NO | N/A | N/A | N/A | N/A | N/A | 4508001
| Kitchen Range Hoods | Undercabinet | Broan-NuTone LLC | Broan (Canada) | BCSM130WH | 30 | 0 |  | 3 1/4" X 10" | Horizontal | WS | 0.027 | 110 | 1.5 | 28.7 | 3.8 | NO | N/A | N/A | N/A | N/A | N/A | 4508000
| Kitchen Range Hoods | Undercabinet | Broan-NuTone LLC | Broan (Canada) | BCSM130WH | 30 | 0 |  | 3 1/4" X 10" | Horizontal | HS | 0.1 | 240 | 6 | 62.9 | 3.8 | NO | N/A | N/A | N/A | N/A | N/A | 4508000
| Kitchen Range Hoods | Undercabinet | Broan-NuTone LLC | Broan (Canada) | BCSM130WH | 30 | 0 |  | 3 1/4" X 10" | Vertical | WS | 0.031 | 130 | 1.5 | 28.6 | 4.5 | NO | N/A | N/A | N/A | N/A | N/A | 4508000
| Kitchen Range Hoods | Undercabinet | Broan-NuTone LLC | Broan (Canada) | BCSM130WH | 30 | 0 |  | 3 1/4" X 10" | Vertical | HS | 0.1 | 240 | 6 | 62.3 | 3.8 | NO | N/A | N/A | N/A | N/A | N/A | 4508000
| Kitchen Range Hoods | Undercabinet | Broan-NuTone LLC | Broan (Canada) | BCSM130WH | 30 | 0 |  | 7" | Vertical | WS | 0.033 | 140 | 2 | 28.7 | 4.8 | NO | N/A | N/A | N/A | N/A | N/A | 4508000
| Kitchen Range Hoods | Undercabinet | Broan-NuTone LLC | Broan (Canada) | BCSM130WH | 30 | 0 |  | 7" | Vertical | HS | 0.1 | 260 | 5.5 | 61.7 | 4.2 | NO | N/A | N/A | N/A | N/A | N/A | 4508000
| Kitchen Range Hoods | Undercabinet | Broan-NuTone LLC | Broan (Canada) | BCSM130WH | 30 | 0 |  | 3 1/4" X 10" | Horizontal | HS | 0.25 | 160 |  |  |  | NO | N/A | N/A | N/A | N/A | N/A | 4508000
| Kitchen Range Hoods | Undercabinet | Broan-NuTone LLC | Broan (Canada) | BCSM130WH | 30 | 0 |  | 3 1/4" X 10" | Vertical | HS | 0.25 | 150 |  |  |  | NO | N/A | N/A | N/A | N/A | N/A | 4508000
| Kitchen Range Hoods | Undercabinet | Broan-NuTone LLC | Broan (Canada) | BCSM130WH | 30 | 0 |  | 7" | Vertical | HS | 0.25 | 115 |  |  |  | NO | N/A | N/A | N/A | N/A | N/A | 4508000
| Kitchen Range Hoods |  | Broan-NuTone LLC | Broan | BCSQ130SS | 30 | 0 |  | 3 1/4" X 10" | Horizontal | WS | 0.021 | 110 | 1.5 | 28.1 | 3.9 | NO | N/A | N/A | N/A | N/A | N/A | 4506526
| Kitchen Range Hoods |  | Broan-NuTone LLC | Broan | BCSQ130SS | 30 | 0 |  | 3 1/4" X 10" | Horizontal | HS | 0.1 | 240 | 6 | 60.3 | 3.9 | NO | N/A | N/A | N/A | N/A | N/A | 4506526
| Kitchen Range Hoods |  | Broan-NuTone LLC | Broan | BCSQ130SS | 30 | 0 |  | 3 1/4" X 10" | Vertical | WS | 0.029 | 130 | 1.5 | 28 | 4.6 | NO | N/A | N/A | N/A | N/A | N/A | 4506526
| Kitchen Range Hoods |  | Broan-NuTone LLC | Broan | BCSQ130SS | 30 | 0 |  | 3 1/4" X 10" | Vertical | HS | 0.1 | 250 | 5.5 | 59.3 | 4.2 | NO | N/A | N/A | N/A | N/A | N/A | 4506526
| Kitchen Range Hoods |  | Broan-NuTone LLC | Broan | BCSQ130SS | 30 | 0 |  | 7" | Vertical | WS | 0.028 | 140 | 1.5 | 28 | 5.0 | NO | N/A | N/A | N/A | N/A | N/A | 4506526
| Kitchen Range Hoods |  | Broan-NuTone LLC | Broan | BCSQ130SS | 30 | 0 |  | 7" | Vertical | HS | 0.1 | 280 | 5.5 | 59 | 4.7 | NO | N/A | N/A | N/A | N/A | N/A | 4506526
| Kitchen Range Hoods |  | Broan-NuTone LLC | Broan | BCSQ130SS | 30 | 0 |  | 3 1/4" X 10" | Horizontal | HS | 0.25 | 160 |  |  |  | NO | N/A | N/A | N/A | N/A | N/A | 4506526
| Kitchen Range Hoods |  | Broan-NuTone LLC | Broan | BCSQ130SS | 30 | 0 |  | 3 1/4" X 10" | Vertical | HS | 0.25 | 160 |  |  |  | NO | N/A | N/A | N/A | N/A | N/A | 4506526
| Kitchen Range Hoods |  | Broan-NuTone LLC | Broan | BCSQ130SS | 30 | 0 |  | 7" | Vertical | HS | 0.25 | 150 |  |  |  | NO | N/A | N/A | N/A | N/A | N/A | 4506526
| Kitchen Range Hoods | Undercabinet | Broan-NuTone LLC | Broan (Canada) | BDF302SS | 30 | 0 |  | 3 1/4" X 10" | Horizontal | WS | 0.06 | 290 | 7.5 | 146 | 1.9 | NO | N/A | N/A | N/A | N/A | N/A | 4507748
| Kitchen Range Hoods | Undercabinet | Broan-NuTone LLC | Broan (Canada) | BDF302SS | 30 | 0 |  | 3 1/4" X 10" | Horizontal | HS | 0.1 | 380 | 10.5 | 185 | 2.0 | NO | N/A | N/A | N/A | N/A | N/A | 4507748
| Kitchen Range Hoods | Undercabinet | Broan-NuTone LLC | Broan (Canada) | BDF302SS | 30 | 0 |  | 3 1/4" X 10" | Vertical | WS | 0.059 | 330 | 5.5 | 148 | 2.2 | NO | N/A | N/A | N/A | N/A | N/A | 4507748
| Kitchen Range Hoods | Undercabinet | Broan-NuTone LLC | Broan (Canada) | BDF302SS | 30 | 0 |  | 3 1/4" X 10" | Vertical | HS | 0.1 | 440 | 9 | 186 | 2.3 | NO | N/A | N/A | N/A | N/A | N/A | 4507748
| Kitchen Range Hoods | Undercabinet | Broan-NuTone LLC | Broan (Canada) | BDF302SS | 30 | 0 |  | 6" | Vertical | WS | 0.053 | 340 | 5.5 | 150 | 2.2 | NO | N/A | N/A | N/A | N/A | N/A | 4507748
| Kitchen Range Hoods | Undercabinet | Broan-NuTone LLC | Broan (Canada) | BDF302SS | 30 | 0 |  | 6" | Vertical | HS | 0.1 | 480 | 9 | 191 | 2.5 | NO | N/A | N/A | N/A | N/A | N/A | 4507748
| Kitchen Range Hoods | Undercabinet | Broan-NuTone LLC | Broan (Canada) | BDF302SS | 30 | 0 |  | 3 1/4" X 10" | Horizontal | HS | 0.25 | 310 |  |  |  | NO | N/A | N/A | N/A | N/A | N/A | 4507748
| Kitchen Range Hoods | Undercabinet | Broan-NuTone LLC | Broan (Canada) | BDF302SS | 30 | 0 |  | 3 1/4" X 10" | Vertical | HS | 0.25 | 390 |  |  |  | NO | N/A | N/A | N/A | N/A | N/A | 4507748
| Kitchen Range Hoods | Undercabinet | Broan-NuTone LLC | Broan (Canada) | BDF302SS | 30 | 0 |  | 6" | Vertical | HS | 0.25 | 435 |  |  |  | NO | N/A | N/A | N/A | N/A | N/A | 4507748
| Bathroom Exhaust Fans |  | Broan-NuTone LLC | Broan-NuTone | BE6 |  | 0 |  | 4" | Horizontal | HS | 0.1 | 60 | 0.9 | 17.9 | 3.3 | Yes | Yes | Yes | Yes | Yes | Yes | 1007977
| Bathroom Exhaust Fans |  | Broan-NuTone LLC | Broan-NuTone | BE6 |  | 0 |  | 4" | Horizontal | HS | 0.25 | 52 | 1.4 | 16.6 |  | Yes | Yes | Yes | Yes | Yes | Yes | 1007977
| Bathroom Exhaust Fans |  | Broan-NuTone LLC | Broan-NuTone | BE6 = BEH with BE6F |  | 0 |  | 4" | Horizontal | HS | 0.25 | 52 | 1.4 | 16.6 |  | Yes | Yes | Yes | Yes | Yes | Yes | 1007991
| Bathroom Exhaust Fans |  | Broan-NuTone LLC | Broan-NuTone | BE6 = BEH with BE6F |  | 0 |  | 4" | Horizontal | HS | 0.1 | 60 | 0.9 | 17.9 | 3.3 | Yes | Yes | Yes | Yes | Yes | Yes | 1007991
| Bathroom Exhaust Fans |  | Broan-NuTone LLC | Broan-NuTone | BE8 |  | 0 |  | 4" | Horizontal | HS | 0.25 | 66 | 1.5 | 19.9 |  | Yes | Yes | Yes | Yes | Yes | Yes | 1007995
| Bathroom Exhaust Fans |  | Broan-NuTone LLC | Broan-NuTone | BE8 |  | 0 |  | 4" | Horizontal | HS | 0.1 | 80 | 1.5 | 20.9 | 3.8 | Yes | Yes | Yes | Yes | Yes | Yes | 1007995
| Bathroom Exhaust Fans |  | Broan-NuTone LLC | Broan-NuTone | BE8 = BEH with BE8F |  | 0 |  | 4" | Horizontal | HS | 0.25 | 66 | 1.5 | 19.9 |  | Yes | Yes | Yes | Yes | Yes | Yes | 1007996
| Bathroom Exhaust Fans |  | Broan-NuTone LLC | Broan-NuTone | BE8 = BEH with BE8F |  | 0 |  | 4" | Horizontal | HS | 0.1 | 80 | 1.5 | 20.9 | 3.8 | Yes | Yes | Yes | Yes | Yes | Yes | 1007996
| Bathroom Exhaust Fans |  | GTR Technologies Inc. | DewStop - Breeze Easy | BEL110 |  | 0 |  | 4" | Horizontal Exhaust | 110 CFM | 0.1 | 110 | 1.2 | 9.9 |  | Yes | Yes | Yes | Yes | Yes | Yes | 1008719
| Bathroom Exhaust Fans |  | GTR Technologies Inc. | DewStop - Breeze Easy | BEL110 |  | 0 |  | 4" | Horizontal Exhaust | 110 CFM | 0.25 | 110 |  | 14.9 |  | Yes | Yes | Yes | Yes | Yes | Yes | 1008719
<font color=red>New</font> | Bathroom Exhaust Fans |  | GTR Technologies Inc. | DewStop - Breeze Easy | BEL5080110 |  | 0 |  | 4" | Horizontal Exhaust | 110 CFM | 0.1 | 110 | 1.2 | 10.5 |  | Yes | Yes | Yes | Yes | Yes | Yes | 1008723
<font color=red>New</font> | Bathroom Exhaust Fans |  | GTR Technologies Inc. | DewStop - Breeze Easy | BEL5080110 |  | 0 |  | 4" | Horizontal Exhaust | 110 CFM | 0.25 | 110 |  | 16.1 |  | Yes | Yes | Yes | Yes | Yes | Yes | 1008723
<font color=red>New</font> | Bathroom Exhaust Fans |  | GTR Technologies Inc. | DewStop - Breeze Easy | BEL5080110 |  | 0 |  | 4" | Horizontal Exhaust | 80 CFM | 0.1 | 80 | 0.5 | 5.4 |  | Yes | Yes | Yes | Yes | Yes | Yes | 1008723
<font color=red>New</font> | Bathroom Exhaust Fans |  | GTR Technologies Inc. | DewStop - Breeze Easy | BEL5080110 |  | 0 |  | 4" | Horizontal Exhaust | 80 CFM | 0.25 | 80 |  | 9.4 |  | Yes | Yes | Yes | Yes | Yes | Yes | 1008723
<font color=red>New</font> | Bathroom Exhaust Fans |  | GTR Technologies Inc. | DewStop - Breeze Easy | BEL5080110 |  | 0 |  | 4" | Horizontal Exhaust | 50 CFM | 0.1 | 50 | <0.3 | 3.1 |  | Yes | Yes | Yes | Yes | Yes | Yes | 1008723
<font color=red>New</font> | Bathroom Exhaust Fans |  | GTR Technologies Inc. | DewStop - Breeze Easy | BEL5080110 |  | 0 |  | 4" | Horizontal Exhaust | 50 CFM | 0.25 | 50 |  | 5.7 |  | Yes | Yes | Yes | Yes | Yes | Yes | 1008723
| Bathroom Exhaust Fans |  | Broan-NuTone LLC | Broan-NuTone | BEL6 |  | 0 |  | 4" | Horizontal Exhaust | HS | 0.1 | 60 | 0.9 | 17.9 | 3.3 | Yes | Yes | Yes | Yes | Yes | Yes | 1007973
| Bathroom Exhaust Fans |  | Broan-NuTone LLC | Broan-NuTone | BEL6 |  | 0 |  | 4" | Horizontal Exhaust | HS | 0.25 | 52 | 1.4 | 16.6 |  | Yes | Yes | Yes | Yes | Yes | Yes | 1007973
| Bathroom Exhaust Fans |  | Broan-NuTone LLC | Broan-NuTone | BEL6 = BELH with BEL6F |  | 0 |  | 4" | Horizontal | HS | 0.25 | 52 | 1.4 | 16.6 |  | Yes | Yes | Yes | Yes | Yes | Yes | 1008166
| Bathroom Exhaust Fans |  | Broan-NuTone LLC | Broan-NuTone | BEL6 = BELH with BEL6F |  | 0 |  | 4" | Horizontal | HS | 0.1 | 60 | 0.9 | 17.9 | 3.3 | Yes | Yes | Yes | Yes | Yes | Yes | 1008166
| Bathroom Exhaust Fans |  | Broan-NuTone LLC | Broan | BEL7A |  | 0 |  | 4" | Horizontal Exhaust | HS | 0.25 | 57 | 2 | 19.2 |  | Yes | Yes | Yes | Yes | Yes | Yes | 1008036
| Bathroom Exhaust Fans |  | Broan-NuTone LLC | Broan | BEL7A |  | 0 |  | 4" | Horizontal Exhaust | HS | 0.1 | 70 | 2 | 20.2 | 3.4 | Yes | Yes | Yes | Yes | Yes | Yes | 1008036
| Bathroom Exhaust Fans |  | Broan-NuTone LLC | Broan-NuTone | BEL8 |  | 0 |  | 4" | Horizontal Exhaust | HS | 0.1 | 80 | 1.5 | 20.9 | 3.8 | Yes | Yes | Yes | Yes | Yes | Yes | 1007935
| Bathroom Exhaust Fans |  | Broan-NuTone LLC | Broan-NuTone | BEL8 |  | 0 |  | 4" | Horizontal Exhaust | HS | 0.25 | 66 | 1.5 | 19.9 |  | Yes | Yes | Yes | Yes | Yes | Yes | 1007935
| Bathroom Exhaust Fans |  | GTR Technologies Inc. | DewStop - Breeze Easy | BEL80 |  | 0 |  | 4" | Horizontal Exhaust | 80 CFM | 0.1 | 80 | 0.4 | 5.3 |  | Yes | Yes | Yes | Yes | Yes | Yes | 1008717
| Bathroom Exhaust Fans |  | GTR Technologies Inc. | DewStop - Breeze Easy | BEL80 |  | 0 |  | 4" | Horizontal Exhaust | 80 CFM | 0.25 | 80 |  | 9.3 |  | Yes | Yes | Yes | Yes | Yes | Yes | 1008717
| Bathroom Exhaust Fans |  | Broan-NuTone LLC | Broan-NuTone | BELS8 |  | 0 |  | 4" | Horizontal | HS | 0.25 | 66 | 1.5 | 19.9 |  | Yes | Yes | Yes | Yes | Yes | Yes | 1008032
| Bathroom Exhaust Fans |  | Broan-NuTone LLC | Broan-NuTone | BELS8 |  | 0 |  | 4" | Horizontal | HS | 0.1 | 80 | 1.5 | 20.9 | 3.8 | Yes | Yes | Yes | Yes | Yes | Yes | 1008032
| Bathroom Exhaust Fans |  | Broan-NuTone LLC | Broan-NuTone | BENL5 |  | 0 |  | 4" | Horizontal Exhaust | HS | 0.1 | 50 | 0.7 | 18.1 |  | Yes | Yes | Yes | Yes | Yes | Yes | 1007844
| Bathroom Exhaust Fans |  | Broan-NuTone LLC | Broan-NuTone | BENL5 |  | 0 |  | 4" | Horizontal Exhaust | HS | 0.25 | 40 | 1.3 | 16.6 |  | Yes | Yes | Yes | Yes | Yes | Yes | 1007844
| Bathroom Exhaust Fans |  | Broan-NuTone LLC | Broan-NuTone | BENL8 |  | 0 |  | 4" | Horizontal Exhaust | HS | 0.1 | 80 | 2 | 20.9 | 3.8 | Yes | Yes | Yes | Yes | Yes | Yes | 1007954
| Bathroom Exhaust Fans |  | Broan-NuTone LLC | Broan-NuTone | BENL8 |  | 0 |  | 4" | Horizontal Exhaust | HS | 0.25 | 66 | 2 | 19.9 |  | Yes | Yes | Yes | Yes | Yes | Yes | 1007954
| Bathroom Exhaust Fans |  | GTR Technologies Inc. | DewStop - Breeze Easy | BES110 |  | 0 |  | 4" | Horizontal Exhaust | 110 CFM | 0.1 | 110 | 1 | 9.4 |  | Yes | Yes | Yes | Yes | Yes | Yes | 1008718
| Bathroom Exhaust Fans |  | GTR Technologies Inc. | DewStop - Breeze Easy | BES110 |  | 0 |  | 4" | Horizontal Exhaust | 110 CFM | 0.25 | 110 |  | 15.2 |  | Yes | Yes | Yes | Yes | Yes | Yes | 1008718
| Bathroom Exhaust Fans |  | GTR Technologies Inc. | DewStop - Breeze Easy | BES5080110 |  | 0 |  | 4" | Horizontal Exhaust | 80 CFM | 0.1 | 80 | 0.5 | 5.1 |  | Yes | Yes | Yes | Yes | Yes | Yes | 1008633
| Bathroom Exhaust Fans |  | GTR Technologies Inc. | DewStop - Breeze Easy | BES5080110 |  | 0 |  | 4" | Horizontal Exhaust | 80 CFM | 0.25 | 80 |  | 9.4 |  | Yes | Yes | Yes | Yes | Yes | Yes | 1008633
| Bathroom Exhaust Fans |  | GTR Technologies Inc. | DewStop - Breeze Easy | BES5080110 |  | 0 |  | 4" | Horizontal Exhaust | 50 CFM | 0.1 | 50 | <0.3 | 2.9 |  | Yes | Yes | Yes | Yes | Yes | Yes | 1008633
| Bathroom Exhaust Fans |  | GTR Technologies Inc. | DewStop - Breeze Easy | BES5080110 |  | 0 |  | 4" | Horizontal Exhaust | 50 CFM | 0.25 | 50 |  | 6 |  | Yes | Yes | Yes | Yes | Yes | Yes | 1008633
| Bathroom Exhaust Fans |  | GTR Technologies Inc. | DewStop - Breeze Easy | BES5080110 |  | 0 |  | 4" | Horizontal Exhaust | 110 CFM | 0.1 | 110 | 1 | 9.5 |  | Yes | Yes | Yes | Yes | Yes | Yes | 1008633
| Bathroom Exhaust Fans |  | GTR Technologies Inc. | DewStop - Breeze Easy | BES5080110 |  | 0 |  | 4" | Horizontal Exhaust | 110 CFM | 0.25 | 110 |  | 15.3 |  | Yes | Yes | Yes | Yes | Yes | Yes | 1008633
| Bathroom Exhaust Fans |  | Broan-NuTone LLC | Broan-NuTone | BES8 |  | 0 |  | 4" | Horizontal | HS | 0.25 | 66 | 1.5 | 19.9 |  | Yes | Yes | Yes | Yes | Yes | Yes | 1008031
| Bathroom Exhaust Fans |  | Broan-NuTone LLC | Broan-NuTone | BES8 |  | 0 |  | 4" | Horizontal | HS | 0.1 | 80 | 1.5 | 20.9 | 3.8 | Yes | Yes | Yes | Yes | Yes | Yes | 1008031
| Bathroom Exhaust Fans |  | GTR Technologies Inc. | DewStop - Breeze Easy | BES80 |  | 0 |  | 4" | Horizontal Exhaust | 80 CFM | 0.1 | 80 | 0.3 | 5.1 |  | Yes | Yes | Yes | Yes | Yes | Yes | 1008716
| Bathroom Exhaust Fans |  | GTR Technologies Inc. | DewStop - Breeze Easy | BES80 |  | 0 |  | 4" | Horizontal Exhaust | 80 CFM | 0.25 | 80 |  | 9.3 |  | Yes | Yes | Yes | Yes | Yes | Yes | 1008716
| Bathroom Exhaust Fans |  | The Home Depot USA Inc. | Commercial Electric | BF1101 |  | 0 |  | 3" | Horizontal Exhaust | HS | 0.25 | 41 |  |  |  | Yes | Yes | Yes | Yes | Yes | Yes | 1007884
| Bathroom Exhaust Fans |  | The Home Depot USA Inc. | Commercial Electric | BF1101 |  | 0 |  | 3" | Horizontal Exhaust | HS | 0.1 | 50 | 1 | 16 | 3.1 | Yes | Yes | Yes | Yes | Yes | Yes | 1007884
| Bathroom Exhaust Fans |  | The Home Depot USA Inc. | Commercial Electric | BF1103 |  | 0 |  | 3" | Horizontal Exhaust | HS | 0.25 | 41 |  |  |  | Yes | Yes | Yes | Yes | Yes | Yes | 1007885
| Bathroom Exhaust Fans |  | The Home Depot USA Inc. | Commercial Electric | BF1103 |  | 0 |  | 3" | Horizontal Exhaust | HS | 0.1 | 50 | 1 | 16 | 3.1 | Yes | Yes | Yes | Yes | Yes | Yes | 1007885
| Bathroom Exhaust Fans |  | The Home Depot USA Inc. | Commercial Electric | BF1107 |  | 0 |  | 4" | Horizontal Exhaust | LS | 0.25 | 56 |  |  |  | Yes | Yes | Yes | Yes | Yes | Yes | 1007886
| Bathroom Exhaust Fans |  | The Home Depot USA Inc. | Commercial Electric | BF1107 |  | 0 |  | 4" | Horizontal Exhaust | HS | 0.25 | 85 |  |  |  | Yes | Yes | Yes | Yes | Yes | Yes | 1007886
| Bathroom Exhaust Fans |  | The Home Depot USA Inc. | Commercial Electric | BF1107 |  | 0 |  | 4" | Horizontal Exhaust | LS | 0.1 | 80 | 0.8 | 23 | 3.4 | Yes | Yes | Yes | Yes | Yes | Yes | 1007886
| Bathroom Exhaust Fans |  | The Home Depot USA Inc. | Commercial Electric | BF1107 |  | 0 |  | 4" | Horizontal Exhaust | HS | 0.1 | 110 | 1 | 30 | 3.6 | Yes | Yes | Yes | Yes | Yes | Yes | 1007886
| Bathroom Exhaust Fans |  | The Home Depot USA Inc. | Commercial Electric | BF1109 |  | 0 |  | 4" | Horizontal | HS | 0.25 | 89 |  |  |  | Yes | Yes | Yes | Yes | Yes | Yes | 1007888
| Bathroom Exhaust Fans |  | The Home Depot USA Inc. | Commercial Electric | BF1109 |  | 0 |  | 4" | Horizontal | HS | 0.1 | 110 | 1 | 30 |  | Yes | Yes | Yes | Yes | Yes | Yes | 1007888
| Bathroom Exhaust Fans |  | The Home Depot USA Inc. | Commercial Electric | BF1109 |  | 0 |  | 4" | Horizontal | LS | 0.25 | 55 |  |  |  | Yes | Yes | Yes | Yes | Yes | Yes | 1007888
| Bathroom Exhaust Fans |  | The Home Depot USA Inc. | Commercial Electric | BF1109 |  | 0 |  | 4" | Horizontal | LS | 0.1 | 80 | 0.8 | 24 |  | Yes | Yes | Yes | Yes | Yes | Yes | 1007888
| Bathroom Exhaust Fans |  | The Home Depot USA Inc. | Hampton Bay | BF110HD |  | 0 |  | 4" | Horizontal | HS | 0.1 | 100 | 3.5 | 72.5 | 1.3 | NO | No | No | Yes | No | Yes | 1006138
| Bathroom Exhaust Fans |  | The Home Depot USA Inc. | Commercial Electric | BF1110 |  | 0 |  | 4" | Horizontal Exhaust | LS | 0.1 | 80 | 0.8 | 24 | 3.3 | Yes | Yes | Yes | Yes | Yes | Yes | 1007887
| Bathroom Exhaust Fans |  | The Home Depot USA Inc. | Commercial Electric | BF1110 |  | 0 |  | 4" | Horizontal Exhaust | LS | 0.25 | 55 |  |  |  | Yes | Yes | Yes | Yes | Yes | Yes | 1007887
| Bathroom Exhaust Fans |  | The Home Depot USA Inc. | Commercial Electric | BF1110 |  | 0 |  | 4" | Horizontal Exhaust | HS | 0.25 | 89 |  |  |  | Yes | Yes | Yes | Yes | Yes | Yes | 1007887
| Bathroom Exhaust Fans |  | The Home Depot USA Inc. | Commercial Electric | BF1110 |  | 0 |  | 4" | Horizontal Exhaust | HS | 0.1 | 110 | 1 | 30 | 3.6 | Yes | Yes | Yes | Yes | Yes | Yes | 1007887
| Bathroom Exhaust Fans |  | The Home Depot USA Inc. | Commercial Electric | BF1112 |  | 0 |  | 4" | Horizontal Exhaust | LS | 0.1 | 80 | 0.8 | 23 | 3.4 | Yes | Yes | Yes | Yes | Yes | Yes | 1007890
| Bathroom Exhaust Fans |  | The Home Depot USA Inc. | Commercial Electric | BF1112 |  | 0 |  | 4" | Horizontal Exhaust | LS | 0.25 | 54 |  |  |  | Yes | Yes | Yes | Yes | Yes | Yes | 1007890
| Bathroom Exhaust Fans |  | The Home Depot USA Inc. | Commercial Electric | BF1112 |  | 0 |  | 4" | Horizontal Exhaust | HS | 0.1 | 110 | 1 | 30 | 3.6 | Yes | Yes | Yes | Yes | Yes | Yes | 1007890
| Bathroom Exhaust Fans |  | The Home Depot USA Inc. | Commercial Electric | BF1112 |  | 0 |  | 4" | Horizontal Exhaust | HS | 0.25 | 87 |  |  |  | Yes | Yes | Yes | Yes | Yes | Yes | 1007890
| Bathroom Exhaust Fans |  | The Home Depot USA Inc. | Commercial Electric | BF1115 |  | 0 |  | 6" | Horizontal Exhaust | LS | 0.1 | 130 | 0.8 | 33 | 3.9 | Yes | Yes | Yes | Yes | Yes | Yes | 1007889
| Bathroom Exhaust Fans |  | The Home Depot USA Inc. | Commercial Electric | BF1115 |  | 0 |  | 6" | Horizontal Exhaust | LS | 0.25 | 96 |  |  |  | Yes | Yes | Yes | Yes | Yes | Yes | 1007889
| Bathroom Exhaust Fans |  | The Home Depot USA Inc. | Commercial Electric | BF1115 |  | 0 |  | 6" | Horizontal Exhaust | HS | 0.1 | 160 | 1 | 40 | 4.0 | Yes | Yes | Yes | Yes | Yes | Yes | 1007889
| Bathroom Exhaust Fans |  | The Home Depot USA Inc. | Commercial Electric | BF1115 |  | 0 |  | 6" | Horizontal Exhaust | HS | 0.25 | 128 |  |  |  | Yes | Yes | Yes | Yes | Yes | Yes | 1007889
| Bathroom Exhaust Fans |  | The Home Depot USA Inc. | Hampton Bay | BF70HD |  | 0 |  | 4" | Horizontal | HS | 0.1 | 70 | 2 | 23.5 | 2.9 | Yes | Yes | Yes | Yes | Yes | Yes | 1006545
| Bathroom Exhaust Fans |  | The Home Depot USA Inc. | Hampton Bay | BF70HD |  | 0 |  | 4" | Horizontal | HS | 0.25 | 55 |  |  |  | Yes | Yes | Yes | Yes | Yes | Yes | 1006545
| Bathroom Exhaust Fans |  | Air King America LLC | Air King | BFC100 |  | 0 |  | 4" | Horizontal | HS | 0.1 | 100 | 1 | 22.3 | 4.4 | Yes | Yes | Yes | Yes | Yes | Yes | 1006788
| Bathroom Exhaust Fans |  | Air King America LLC | Air King | BFC100 |  | 0 |  | 4" | Horizontal | HS | 0.25 | 85 |  |  |  | Yes | Yes | Yes | Yes | Yes | Yes | 1006788
| Bathroom Exhaust Fans |  | Air King America LLC | Air King | BFC100H |  | 0 |  | 4" | Horizontal | HS | 0.1 | 100 | 1 | 22.3 | 4.4 | Yes | Yes | Yes | Yes | Yes | Yes | 1006789
| Bathroom Exhaust Fans |  | Air King America LLC | Air King | BFC100H |  | 0 |  | 4" | Horizontal | HS | 0.25 | 85 |  |  |  | Yes | Yes | Yes | Yes | Yes | Yes | 1006789
| Bathroom Exhaust Fans |  | Air King America LLC | Air King | BFC90 |  | 0 |  | 4" | Horizontal | HS | 0.1 | 90 | 1 | 19 | 4.7 | Yes | Yes | Yes | Yes | Yes | Yes | 1004909
| Bathroom Exhaust Fans |  | Air King America LLC | Air King | BFC90 |  | 0 |  | 4" | Horizontal | HS | 0.25 | 75 |  |  |  | Yes | Yes | Yes | Yes | Yes | Yes | 1004909
| Bathroom Exhaust Fans |  | Air King America LLC | Air King | BFC90H |  | 0 |  | 4" | Horizontal | HS | 0.1 | 90 | 1 | 19 | 4.7 | Yes | Yes | Yes | Yes | Yes | Yes | 1005159
| Bathroom Exhaust Fans |  | Air King America LLC | Air King | BFC90H |  | 0 |  | 4" | Horizontal | HS | 0.25 | 75 |  |  |  | Yes | Yes | Yes | Yes | Yes | Yes | 1005159
| Bathroom Exhaust Fans |  | Air King America LLC | Air King | BFQ110 |  | 0 |  | 4" | Horizontal | HS | 0.1 | 100 | 3.5 | 72.5 | 1.3 | NO | No | No | Yes | No | Yes | 1006137
| Bathroom Exhaust Fans |  | Air King America LLC | Air King | BFQ140 |  | 0 |  | 4" | Horizontal | HS | 0.1 | 120 | 5 |  |  | NO | No | No | Yes | No | Yes | 1006126
| Bathroom Exhaust Fans |  | Air King America LLC | Air King | BFQ50 |  | 0 |  | 4" | Horizontal | HS | 0.1 | 50 | 0.6 | 17.4 | 2.8 | Yes | Yes | Yes | Yes | Yes | Yes | 1004079
| Bathroom Exhaust Fans |  | Air King America LLC | Air King | BFQ50 |  | 0 |  | 4" | Horizontal | HS | 0.25 | 36 |  |  |  | Yes | Yes | Yes | Yes | Yes | Yes | 1004079
| Bathroom Exhaust Fans |  | Air King America LLC | Air King | BFQ75 |  | 0 |  | 4" | Horizontal Exhaust | HS | 0.1 | 70 | 2 | 23.5 | 2.9 | Yes | Yes | Yes | Yes | Yes | Yes | 1006543
| Bathroom Exhaust Fans |  | Air King America LLC | Air King | BFQ75 |  | 0 |  | 4" | Horizontal | HS | 0.25 | 55 |  |  |  | Yes | Yes | Yes | Yes | Yes | Yes | 1006543
| Bathroom Exhaust Fans |  | Air King America LLC | Air King | BFQ80 |  | 0 |  | 4" | Horizontal | HS | 0.1 | 80 | 2 | 29 | 2.7 | NO | Yes | Yes | Yes | No | No | 1002594
| Bathroom Exhaust Fans |  | Air King America LLC | Air King | BFQ80 |  | 0 |  | 4" | Horizontal | HS | 0.25 | 66 |  |  |  | NO | Yes | Yes | Yes | No | No | 1002594
| Bathroom Exhaust Fans |  | Air King America LLC | Air King | BFQ90 |  | 0 |  | 4" | Horizontal | HS | 0.1 | 90 | 3 | 50 | 1.8 | NO | No | No | Yes | No | Yes | 1005999
| Bathroom Exhaust Fans |  | Air King America LLC | Air King | BFQL120 |  | 0 |  | 4" | Horizontal | HS | 0.1 | 120 | 4.5 | 99.2 | 1.2 | NO | No | No | Yes | No | Yes | 1005345
| Bathroom Exhaust Fans |  | Air King America LLC | Air King | BFQL50 |  | 0 |  | 4" | Horizontal | HS | 0.1 | 50 | 0.8 | 17.8 | 2.8 | Yes | Yes | Yes | Yes | Yes | Yes | 1005107
| Bathroom Exhaust Fans |  | Air King America LLC | Air King | BFQL50 |  | 0 |  | 4" | Horizontal | HS | 0.25 | 39 |  |  |  | Yes | Yes | Yes | Yes | Yes | Yes | 1005107
| Bathroom Exhaust Fans |  | Air King America LLC | Air King | BFQL70 |  | 0 |  | 4" | Horizontal | HS | 0.1 | 70 | 2 | 22.6 | 3.0 | Yes | Yes | Yes | Yes | Yes | Yes | 1005212
| Bathroom Exhaust Fans |  | Air King America LLC | Air King | BFQL70 |  | 0 |  | 4" | Horizontal | HS | 0.25 | 58 |  |  |  | Yes | Yes | Yes | Yes | Yes | Yes | 1005212
| Bathroom Exhaust Fans |  | Strategic Retail Solutions | Tuscany | BGL110-MEN |  | 0 |  | 4" | Horizontal | HS | 0.1 | 110 | 1.2 | 29.1 |  | NO | No | No | Yes | No | Yes | 1007556
| Bathroom Exhaust Fans |  | Broan-NuTone LLC | Broan | BHF110 |  | 0 |  | 4" | Horizontal | HS | 0.25 | 95 | 2.5 | 34 |  | NO | Yes | Yes | Yes | No | No | 1006733
| Bathroom Exhaust Fans |  | Broan-NuTone LLC | Broan | BHF110 |  | 0 |  | 4" | Horizontal | HS | 0.1 | 110 | 2 | 35 |  | NO | Yes | Yes | Yes | No | No | 1006733
| Bathroom Exhaust Fans |  | Broan-NuTone LLC | Broan | BHF80 |  | 0 |  | 4" | Horizontal | HS | 0.25 | 70 | 2 | 25 |  | NO | Yes | Yes | Yes | Yes | Yes | 1006720
| Bathroom Exhaust Fans |  | Broan-NuTone LLC | Broan | BHF80 |  | 0 |  | 4" | Horizontal | HS | 0.1 | 80 | 1.5 | 27 | 2.9 | NO | Yes | Yes | Yes | Yes | Yes | 1006720
| Bathroom Exhaust Fans |  | Broan-NuTone LLC | Broan | BHFLED110 |  | 0 |  | 4" | Horizontal | HS | 0.25 | 95 | 2.5 | 34 |  | NO | Yes | Yes | Yes | No | No | 1006732
| Bathroom Exhaust Fans |  | Broan-NuTone LLC | Broan | BHFLED110 |  | 0 |  | 4" | Horizontal | HS | 0.1 | 110 | 2 | 35 |  | NO | Yes | Yes | Yes | No | No | 1006732
| Bathroom Exhaust Fans |  | Broan-NuTone LLC | Broan | BHFLED80 |  | 0 |  | 4" | Horizontal | HS | 0.1 | 80 | 1.5 | 27 | 2.9 | NO | Yes | Yes | Yes | Yes | Yes | 1006719
| Bathroom Exhaust Fans |  | Broan-NuTone LLC | Broan | BHFLED80 |  | 0 |  | 4" | Horizontal | HS | 0.25 | 70 | 2 | 25 |  | NO | Yes | Yes | Yes | Yes | Yes | 1006719
| Kitchen Range Hoods | Insert/Power Pack | Ningbo Fotile Kitchen Ware Co. Ltd. | FOTILE | BIG3610 | 36 | 0 |  | 6" | Vertical | LS | 0.1 | 244 | 3 | 20.4 |  | NO | N/A | N/A | N/A | N/A | N/A | 4508435
| Kitchen Range Hoods | Insert/Power Pack | Ningbo Fotile Kitchen Ware Co. Ltd. | FOTILE | BIG3610 | 36 | 0 |  | 6" | Vertical | MS | 0.1 | 444 | 4 | 62.9 |  | NO | N/A | N/A | N/A | N/A | N/A | 4508435
| Kitchen Range Hoods | Insert/Power Pack | Ningbo Fotile Kitchen Ware Co. Ltd. | FOTILE | BIG3610 | 36 | 0 |  | 6" | Vertical | HS | 0.1 | 642 | 8.5 | 166 |  | NO | N/A | N/A | N/A | N/A | N/A | 4508435
| Kitchen Range Hoods |  | Broan-NuTone LLC | Broan | BKDB130SS | 30 | 0 |  | 3 1/4" X 10" | Horizontal | WS | 0.029 | 110 | 1.5 | 25.8 | 4.2 | NO | N/A | N/A | N/A | N/A | N/A | 4506863
| Kitchen Range Hoods |  | Broan-NuTone LLC | Broan | BKDB130SS | 30 | 0 |  | 3 1/4" X 10" | Horizontal | HS | 0.1 | 210 | 5 | 50.6 | 4.1 | NO | N/A | N/A | N/A | N/A | N/A | 4506863
| Kitchen Range Hoods |  | Broan-NuTone LLC | Broan | BKDB130SS | 30 | 0 |  | 3 1/4" X 10" | Vertical | WS | 0.034 | 130 | 1.5 | 25.8 | 5.0 | NO | N/A | N/A | N/A | N/A | N/A | 4506863
| Kitchen Range Hoods |  | Broan-NuTone LLC | Broan | BKDB130SS | 30 | 0 |  | 3 1/4" X 10" | Vertical | HS | 0.1 | 220 | 5 | 50.4 | 4.3 | NO | N/A | N/A | N/A | N/A | N/A | 4506863
| Kitchen Range Hoods |  | Broan-NuTone LLC | Broan | BKDB130SS | 30 | 0 |  | 7" | Vertical | WS | 0.035 | 140 | 1.5 | 25.8 | 5.4 | NO | N/A | N/A | N/A | N/A | N/A | 4506863
| Kitchen Range Hoods |  | Broan-NuTone LLC | Broan | BKDB130SS | 30 | 0 |  | 7" | Vertical | HS | 0.1 | 240 | 5 | 49.9 | 4.8 | NO | N/A | N/A | N/A | N/A | N/A | 4506863
| Kitchen Range Hoods |  | Broan-NuTone LLC | Broan | BKDB130SS | 30 | 0 |  | 3 1/4" X 10" | Horizontal | HS | 0.25 | 115 |  |  |  | NO | N/A | N/A | N/A | N/A | N/A | 4506863
| Kitchen Range Hoods |  | Broan-NuTone LLC | Broan | BKDB130SS | 30 | 0 |  | 3 1/4" X 10" | Vertical | HS | 0.25 | 125 |  |  |  | NO | N/A | N/A | N/A | N/A | N/A | 4506863
| Kitchen Range Hoods |  | Broan-NuTone LLC | Broan | BKDB130SS | 30 | 0 |  | 7" | Vertical | HS | 0.25 | 100 |  |  |  | NO | N/A | N/A | N/A | N/A | N/A | 4506863
| Kitchen Range Hoods | Undercabinet | Broan-NuTone LLC | Broan (Canada) | BKDD130SS | 30 | 0 |  | 3 1/4" X 10" | Horizontal | WS | 0.025 | 110 | 1.5 | 29.3 | 3.7 | NO | N/A | N/A | N/A | N/A | N/A | 4508048
| Kitchen Range Hoods | Undercabinet | Broan-NuTone LLC | Broan (Canada) | BKDD130SS | 30 | 0 |  | 3 1/4" X 10" | Horizontal | HS | 0.1 | 230 | 6.5 | 63.7 | 3.6 | NO | N/A | N/A | N/A | N/A | N/A | 4508048
| Kitchen Range Hoods | Undercabinet | Broan-NuTone LLC | Broan (Canada) | BKDD130SS | 30 | 0 |  | 3 1/4" X 10" | Vertical | WS | 0.029 | 120 | 1.5 | 29.3 | 4.0 | NO | N/A | N/A | N/A | N/A | N/A | 4508048
| Kitchen Range Hoods | Undercabinet | Broan-NuTone LLC | Broan (Canada) | BKDD130SS | 30 | 0 |  | 3 1/4" X 10" | Vertical | HS | 0.1 | 230 | 6 | 63.5 | 3.6 | NO | N/A | N/A | N/A | N/A | N/A | 4508048
| Kitchen Range Hoods | Undercabinet | Broan-NuTone LLC | Broan (Canada) | BKDD130SS | 30 | 0 |  | 7" | Vertical | WS | 0.031 | 130 | 1.5 | 29.3 | 4.4 | NO | N/A | N/A | N/A | N/A | N/A | 4508048
| Kitchen Range Hoods | Undercabinet | Broan-NuTone LLC | Broan (Canada) | BKDD130SS | 30 | 0 |  | 7" | Vertical | HS | 0.1 | 260 | 5.5 | 62.9 | 4.1 | NO | N/A | N/A | N/A | N/A | N/A | 4508048
| Kitchen Range Hoods | Undercabinet | Broan-NuTone LLC | Broan (Canada) | BKDD130SS | 30 | 0 |  | 3 1/4" X 10" | Horizontal | HS | 0.25 | 150 |  |  |  | NO | N/A | N/A | N/A | N/A | N/A | 4508048
| Kitchen Range Hoods | Undercabinet | Broan-NuTone LLC | Broan (Canada) | BKDD130SS | 30 | 0 |  | 3 1/4" X 10" | Vertical | HS | 0.25 | 140 |  |  |  | NO | N/A | N/A | N/A | N/A | N/A | 4508048
| Kitchen Range Hoods | Undercabinet | Broan-NuTone LLC | Broan (Canada) | BKDD130SS | 30 | 0 |  | 7" | Vertical | HS | 0.25 | 115 |  |  |  | NO | N/A | N/A | N/A | N/A | N/A | 4508048
| Kitchen Range Hoods | Undercabinet | Broan-NuTone LLC | Broan (Canada) | BKDD130WW | 30 | 0 |  | 3 1/4" X 10" | Horizontal | WS | 0.025 | 110 | 1.5 | 29.3 | 3.7 | NO | N/A | N/A | N/A | N/A | N/A | 4508049
| Kitchen Range Hoods | Undercabinet | Broan-NuTone LLC | Broan (Canada) | BKDD130WW | 30 | 0 |  | 3 1/4" X 10" | Horizontal | HS | 0.1 | 230 | 6.5 | 63.7 | 3.6 | NO | N/A | N/A | N/A | N/A | N/A | 4508049
| Kitchen Range Hoods | Undercabinet | Broan-NuTone LLC | Broan (Canada) | BKDD130WW | 30 | 0 |  | 3 1/4" X 10" | Vertical | WS | 0.029 | 120 | 1.5 | 29.3 | 4.0 | NO | N/A | N/A | N/A | N/A | N/A | 4508049
| Kitchen Range Hoods | Undercabinet | Broan-NuTone LLC | Broan (Canada) | BKDD130WW | 30 | 0 |  | 3 1/4" X 10" | Vertical | HS | 0.1 | 230 | 6 | 63.5 | 3.6 | NO | N/A | N/A | N/A | N/A | N/A | 4508049
| Kitchen Range Hoods | Undercabinet | Broan-NuTone LLC | Broan (Canada) | BKDD130WW | 30 | 0 |  | 7" | Vertical | WS | 0.031 | 130 | 1.5 | 29.3 | 4.4 | NO | N/A | N/A | N/A | N/A | N/A | 4508049
| Kitchen Range Hoods | Undercabinet | Broan-NuTone LLC | Broan (Canada) | BKDD130WW | 30 | 0 |  | 7" | Vertical | HS | 0.1 | 260 | 5.5 | 62.9 | 4.1 | NO | N/A | N/A | N/A | N/A | N/A | 4508049
| Kitchen Range Hoods | Undercabinet | Broan-NuTone LLC | Broan (Canada) | BKDD130WW | 30 | 0 |  | 3 1/4" X 10" | Horizontal | HS | 0.25 | 150 |  |  |  | NO | N/A | N/A | N/A | N/A | N/A | 4508049
| Kitchen Range Hoods | Undercabinet | Broan-NuTone LLC | Broan (Canada) | BKDD130WW | 30 | 0 |  | 3 1/4" X 10" | Vertical | HS | 0.25 | 140 |  |  |  | NO | N/A | N/A | N/A | N/A | N/A | 4508049
| Kitchen Range Hoods | Undercabinet | Broan-NuTone LLC | Broan (Canada) | BKDD130WW | 30 | 0 |  | 7" | Vertical | HS | 0.25 | 115 |  |  |  | NO | N/A | N/A | N/A | N/A | N/A | 4508049
| Kitchen Range Hoods | Undercabinet | Broan-NuTone LLC | Broan (Canada) | BKDF130SS | 30 | 0 |  | 3 1/4" X 10" | Horizontal | WS | 0.027 | 110 | 1.5 | 28.7 | 3.8 | NO | N/A | N/A | N/A | N/A | N/A | 4507999
| Kitchen Range Hoods | Undercabinet | Broan-NuTone LLC | Broan (Canada) | BKDF130SS | 30 | 0 |  | 3 1/4" X 10" | Horizontal | HS | 0.1 | 240 | 6 | 62.9 | 3.8 | NO | N/A | N/A | N/A | N/A | N/A | 4507999
| Kitchen Range Hoods | Undercabinet | Broan-NuTone LLC | Broan (Canada) | BKDF130SS | 30 | 0 |  | 3 1/4" X 10" | Vertical | WS | 0.031 | 130 | 1.5 | 28.6 | 4.5 | NO | N/A | N/A | N/A | N/A | N/A | 4507999
| Kitchen Range Hoods | Undercabinet | Broan-NuTone LLC | Broan (Canada) | BKDF130SS | 30 | 0 |  | 3 1/4" X 10" | Vertical | HS | 0.1 | 240 | 6 | 62.3 | 3.8 | NO | N/A | N/A | N/A | N/A | N/A | 4507999
| Kitchen Range Hoods | Undercabinet | Broan-NuTone LLC | Broan (Canada) | BKDF130SS | 30 | 0 |  | 7" | Vertical | WS | 0.033 | 140 | 2 | 28.7 | 4.8 | NO | N/A | N/A | N/A | N/A | N/A | 4507999
| Kitchen Range Hoods | Undercabinet | Broan-NuTone LLC | Broan (Canada) | BKDF130SS | 30 | 0 |  | 7" | Vertical | HS | 0.1 | 260 | 5.5 | 61.7 | 4.2 | NO | N/A | N/A | N/A | N/A | N/A | 4507999
| Kitchen Range Hoods | Undercabinet | Broan-NuTone LLC | Broan (Canada) | BKDF130SS | 30 | 0 |  | 3 1/4" X 10" | Horizontal | HS | 0.25 | 160 |  |  |  | NO | N/A | N/A | N/A | N/A | N/A | 4507999
| Kitchen Range Hoods | Undercabinet | Broan-NuTone LLC | Broan (Canada) | BKDF130SS | 30 | 0 |  | 3 1/4" X 10" | Vertical | HS | 0.25 | 150 |  |  |  | NO | N/A | N/A | N/A | N/A | N/A | 4507999
| Kitchen Range Hoods | Undercabinet | Broan-NuTone LLC | Broan (Canada) | BKDF130SS | 30 | 0 |  | 7" | Vertical | HS | 0.25 | 115 |  |  |  | NO | N/A | N/A | N/A | N/A | N/A | 4507999
| Kitchen Range Hoods | Undercabinet | Broan-NuTone LLC | Broan (Canada) | BKDF130WW | 30 | 0 |  | 3 1/4" X 10" | Horizontal | WS | 0.027 | 110 | 1.5 | 28.7 | 3.8 | NO | N/A | N/A | N/A | N/A | N/A | 4507998
| Kitchen Range Hoods | Undercabinet | Broan-NuTone LLC | Broan (Canada) | BKDF130WW | 30 | 0 |  | 3 1/4" X 10" | Horizontal | HS | 0.1 | 240 | 6 | 62.9 | 3.8 | NO | N/A | N/A | N/A | N/A | N/A | 4507998
| Kitchen Range Hoods | Undercabinet | Broan-NuTone LLC | Broan (Canada) | BKDF130WW | 30 | 0 |  | 3 1/4" X 10" | Vertical | WS | 0.031 | 130 | 1.5 | 28.6 | 4.5 | NO | N/A | N/A | N/A | N/A | N/A | 4507998
| Kitchen Range Hoods | Undercabinet | Broan-NuTone LLC | Broan (Canada) | BKDF130WW | 30 | 0 |  | 3 1/4" X 10" | Vertical | HS | 0.1 | 240 | 6 | 62.3 | 3.8 | NO | N/A | N/A | N/A | N/A | N/A | 4507998
| Kitchen Range Hoods | Undercabinet | Broan-NuTone LLC | Broan (Canada) | BKDF130WW | 30 | 0 |  | 7" | Vertical | WS | 0.033 | 140 | 2 | 28.7 | 4.8 | NO | N/A | N/A | N/A | N/A | N/A | 4507998
| Kitchen Range Hoods | Undercabinet | Broan-NuTone LLC | Broan (Canada) | BKDF130WW | 30 | 0 |  | 7" | Vertical | HS | 0.1 | 260 | 5.5 | 61.7 | 4.2 | NO | N/A | N/A | N/A | N/A | N/A | 4507998
| Kitchen Range Hoods | Undercabinet | Broan-NuTone LLC | Broan (Canada) | BKDF130WW | 30 | 0 |  | 3 1/4" X 10" | Horizontal | HS | 0.25 | 160 |  |  |  | NO | N/A | N/A | N/A | N/A | N/A | 4507998
| Kitchen Range Hoods | Undercabinet | Broan-NuTone LLC | Broan (Canada) | BKDF130WW | 30 | 0 |  | 3 1/4" X 10" | Vertical | HS | 0.25 | 150 |  |  |  | NO | N/A | N/A | N/A | N/A | N/A | 4507998
| Kitchen Range Hoods | Undercabinet | Broan-NuTone LLC | Broan (Canada) | BKDF130WW | 30 | 0 |  | 7" | Vertical | HS | 0.25 | 115 |  |  |  | NO | N/A | N/A | N/A | N/A | N/A | 4507998
| Kitchen Range Hoods | Undercabinet | Broan-NuTone LLC | Broan (Canada) | BKDJ130SS | 30 | 0 |  | 3 1/4" X 10" | Horizontal | WS | 0.015 | 150 | 0.4 | 34.8 | 4.3 | NO | N/A | N/A | N/A | N/A | N/A | 4507932
| Kitchen Range Hoods | Undercabinet | Broan-NuTone LLC | Broan (Canada) | BKDJ130SS | 30 | 0 |  | 3 1/4" X 10" | Horizontal | HS | 0.1 | 400 | 5.5 | 131 | 3.0 | NO | N/A | N/A | N/A | N/A | N/A | 4507932
| Kitchen Range Hoods | Undercabinet | Broan-NuTone LLC | Broan (Canada) | BKDJ130SS | 30 | 0 |  | 3 1/4" X 10" | Vertical | WS | 0.016 | 140 | 0.4 | 34.8 | 4.0 | NO | N/A | N/A | N/A | N/A | N/A | 4507932
| Kitchen Range Hoods | Undercabinet | Broan-NuTone LLC | Broan (Canada) | BKDJ130SS | 30 | 0 |  | 3 1/4" X 10" | Vertical | HS | 0.1 | 360 | 6 | 130 | 2.7 | NO | N/A | N/A | N/A | N/A | N/A | 4507932
| Kitchen Range Hoods | Undercabinet | Broan-NuTone LLC | Broan (Canada) | BKDJ130SS | 30 | 0 |  | 7" | Vertical | WS | 0.016 | 150 | 0.4 | 34.7 | 4.3 | NO | N/A | N/A | N/A | N/A | N/A | 4507932
| Kitchen Range Hoods | Undercabinet | Broan-NuTone LLC | Broan (Canada) | BKDJ130SS | 30 | 0 |  | 7" | Vertical | HS | 0.1 | 380 | 5.5 | 129 | 2.9 | NO | N/A | N/A | N/A | N/A | N/A | 4507932
| Kitchen Range Hoods | Undercabinet | Broan-NuTone LLC | Broan (Canada) | BKDJ130SS | 30 | 0 |  | 3 1/4" X 10" | Horizontal | HS | 0.25 | 340 |  |  |  | NO | N/A | N/A | N/A | N/A | N/A | 4507932
| Kitchen Range Hoods | Undercabinet | Broan-NuTone LLC | Broan (Canada) | BKDJ130SS | 30 | 0 |  | 3 1/4" X 10" | Vertical | HS | 0.25 | 310 |  |  |  | NO | N/A | N/A | N/A | N/A | N/A | 4507932
| Kitchen Range Hoods | Undercabinet | Broan-NuTone LLC | Broan (Canada) | BKDJ130SS | 30 | 0 |  | 7" | Vertical | HS | 0.25 | 320 |  |  |  | NO | N/A | N/A | N/A | N/A | N/A | 4507932
| Kitchen Range Hoods | Undercabinet | Broan-NuTone LLC | Broan (Canada) | BKDJ130WH | 30 | 0 |  | 3 1/4" X 10" | Horizontal | WS | 0.015 | 150 | 0.4 | 34.8 | 4.3 | NO | N/A | N/A | N/A | N/A | N/A | 4507933
| Kitchen Range Hoods | Undercabinet | Broan-NuTone LLC | Broan (Canada) | BKDJ130WH | 30 | 0 |  | 3 1/4" X 10" | Horizontal | HS | 0.1 | 400 | 5.5 | 131 | 3.0 | NO | N/A | N/A | N/A | N/A | N/A | 4507933
| Kitchen Range Hoods | Undercabinet | Broan-NuTone LLC | Broan (Canada) | BKDJ130WH | 30 | 0 |  | 3 1/4" X 10" | Vertical | WS | 0.016 | 140 | 0.4 | 34.8 | 4.0 | NO | N/A | N/A | N/A | N/A | N/A | 4507933
| Kitchen Range Hoods | Undercabinet | Broan-NuTone LLC | Broan (Canada) | BKDJ130WH | 30 | 0 |  | 3 1/4" X 10" | Vertical | HS | 0.1 | 360 | 6 | 130 | 2.7 | NO | N/A | N/A | N/A | N/A | N/A | 4507933
| Kitchen Range Hoods | Undercabinet | Broan-NuTone LLC | Broan (Canada) | BKDJ130WH | 30 | 0 |  | 7" | Vertical | WS | 0.016 | 150 | 0.4 | 34.7 | 4.3 | NO | N/A | N/A | N/A | N/A | N/A | 4507933
| Kitchen Range Hoods | Undercabinet | Broan-NuTone LLC | Broan (Canada) | BKDJ130WH | 30 | 0 |  | 7" | Vertical | HS | 0.1 | 380 | 5.5 | 129 | 2.9 | NO | N/A | N/A | N/A | N/A | N/A | 4507933
| Kitchen Range Hoods | Undercabinet | Broan-NuTone LLC | Broan (Canada) | BKDJ130WH | 30 | 0 |  | 3 1/4" X 10" | Horizontal | HS | 0.25 | 340 |  |  |  | NO | N/A | N/A | N/A | N/A | N/A | 4507933
| Kitchen Range Hoods | Undercabinet | Broan-NuTone LLC | Broan (Canada) | BKDJ130WH | 30 | 0 |  | 3 1/4" X 10" | Vertical | HS | 0.25 | 310 |  |  |  | NO | N/A | N/A | N/A | N/A | N/A | 4507933
| Kitchen Range Hoods | Undercabinet | Broan-NuTone LLC | Broan (Canada) | BKDJ130WH | 30 | 0 |  | 7" | Vertical | HS | 0.25 | 320 |  |  |  | NO | N/A | N/A | N/A | N/A | N/A | 4507933
| Kitchen Range Hoods | Undercabinet | Broan-NuTone LLC | Broan (Canada) | BKDN130SS | 30 | 0 |  | 3 1/4" X 10" | Horizontal | WS | 0.013 | 150 | 0.4 | 34.3 | 4.3 | NO | N/A | N/A | N/A | N/A | N/A | 4507947
| Kitchen Range Hoods | Undercabinet | Broan-NuTone LLC | Broan (Canada) | BKDN130SS | 30 | 0 |  | 3 1/4" X 10" | Horizontal | HS | 0.1 | 400 | 5.5 | 130 | 3.0 | NO | N/A | N/A | N/A | N/A | N/A | 4507947
| Kitchen Range Hoods | Undercabinet | Broan-NuTone LLC | Broan (Canada) | BKDN130SS | 30 | 0 |  | 3 1/4" X 10" | Vertical | WS | 0.016 | 140 | 0.4 | 34.2 | 4.0 | NO | N/A | N/A | N/A | N/A | N/A | 4507947
| Kitchen Range Hoods | Undercabinet | Broan-NuTone LLC | Broan (Canada) | BKDN130SS | 30 | 0 |  | 3 1/4" X 10" | Vertical | HS | 0.1 | 360 | 6 | 128 | 2.8 | NO | N/A | N/A | N/A | N/A | N/A | 4507947
| Kitchen Range Hoods | Undercabinet | Broan-NuTone LLC | Broan (Canada) | BKDN130SS | 30 | 0 |  | 7" | Vertical | WS | 0.017 | 140 | 0.4 | 34.1 | 4.1 | NO | N/A | N/A | N/A | N/A | N/A | 4507947
| Kitchen Range Hoods | Undercabinet | Broan-NuTone LLC | Broan (Canada) | BKDN130SS | 30 | 0 |  | 7" | Vertical | HS | 0.1 | 370 | 5.5 | 127 | 2.9 | NO | N/A | N/A | N/A | N/A | N/A | 4507947
| Kitchen Range Hoods | Undercabinet | Broan-NuTone LLC | Broan (Canada) | BKDN130SS | 30 | 0 |  | 3 1/4" X 10" | Horizontal | HS | 0.25 | 340 |  |  |  | NO | N/A | N/A | N/A | N/A | N/A | 4507947
| Kitchen Range Hoods | Undercabinet | Broan-NuTone LLC | Broan (Canada) | BKDN130SS | 30 | 0 |  | 3 1/4" X 10" | Vertical | HS | 0.25 | 310 |  |  |  | NO | N/A | N/A | N/A | N/A | N/A | 4507947
| Kitchen Range Hoods | Undercabinet | Broan-NuTone LLC | Broan (Canada) | BKDN130SS | 30 | 0 |  | 7" | Vertical | HS | 0.25 | 320 |  |  |  | NO | N/A | N/A | N/A | N/A | N/A | 4507947
| Kitchen Range Hoods | Undercabinet | Broan-NuTone LLC | Broan (Canada) | BKDN130WH | 30 | 0 |  | 3 1/4" X 10" | Horizontal | WS | 0.013 | 150 | 0.4 | 34.3 | 4.3 | NO | N/A | N/A | N/A | N/A | N/A | 4507948
| Kitchen Range Hoods | Undercabinet | Broan-NuTone LLC | Broan (Canada) | BKDN130WH | 30 | 0 |  | 3 1/4" X 10" | Horizontal | HS | 0.1 | 400 | 5.5 | 130 | 3.0 | NO | N/A | N/A | N/A | N/A | N/A | 4507948
| Kitchen Range Hoods | Undercabinet | Broan-NuTone LLC | Broan (Canada) | BKDN130WH | 30 | 0 |  | 3 1/4" X 10" | Vertical | WS | 0.016 | 140 | 0.4 | 34.2 | 4.0 | NO | N/A | N/A | N/A | N/A | N/A | 4507948
| Kitchen Range Hoods | Undercabinet | Broan-NuTone LLC | Broan (Canada) | BKDN130WH | 30 | 0 |  | 3 1/4" X 10" | Vertical | HS | 0.1 | 360 | 6 | 128 | 2.8 | NO | N/A | N/A | N/A | N/A | N/A | 4507948
| Kitchen Range Hoods | Undercabinet | Broan-NuTone LLC | Broan (Canada) | BKDN130WH | 30 | 0 |  | 7" | Vertical | WS | 0.017 | 140 | 0.4 | 34.1 | 4.1 | NO | N/A | N/A | N/A | N/A | N/A | 4507948
| Kitchen Range Hoods | Undercabinet | Broan-NuTone LLC | Broan (Canada) | BKDN130WH | 30 | 0 |  | 7" | Vertical | HS | 0.1 | 370 | 5.5 | 127 | 2.9 | NO | N/A | N/A | N/A | N/A | N/A | 4507948
| Kitchen Range Hoods | Undercabinet | Broan-NuTone LLC | Broan (Canada) | BKDN130WH | 30 | 0 |  | 3 1/4" X 10" | Horizontal | HS | 0.25 | 340 |  |  |  | NO | N/A | N/A | N/A | N/A | N/A | 4507948
| Kitchen Range Hoods | Undercabinet | Broan-NuTone LLC | Broan (Canada) | BKDN130WH | 30 | 0 |  | 3 1/4" X 10" | Vertical | HS | 0.25 | 310 |  |  |  | NO | N/A | N/A | N/A | N/A | N/A | 4507948
| Kitchen Range Hoods | Undercabinet | Broan-NuTone LLC | Broan (Canada) | BKDN130WH | 30 | 0 |  | 7" | Vertical | HS | 0.25 | 320 |  |  |  | NO | N/A | N/A | N/A | N/A | N/A | 4507948
| Kitchen Range Hoods | Undercabinet | Broan-NuTone LLC | Broan (Canada) | BKDN136SS | 36 | 0 |  | 3 1/4" X 10" | Horizontal | WS | 0.013 | 150 | 0.4 | 34.3 | 4.3 | NO | N/A | N/A | N/A | N/A | N/A | 4507949
| Kitchen Range Hoods | Undercabinet | Broan-NuTone LLC | Broan (Canada) | BKDN136SS | 36 | 0 |  | 3 1/4" X 10" | Horizontal | HS | 0.1 | 400 | 5.5 | 130 | 3.0 | NO | N/A | N/A | N/A | N/A | N/A | 4507949
| Kitchen Range Hoods | Undercabinet | Broan-NuTone LLC | Broan (Canada) | BKDN136SS | 36 | 0 |  | 3 1/4" X 10" | Vertical | WS | 0.016 | 140 | 0.4 | 34.2 | 4.0 | NO | N/A | N/A | N/A | N/A | N/A | 4507949
| Kitchen Range Hoods | Undercabinet | Broan-NuTone LLC | Broan (Canada) | BKDN136SS | 36 | 0 |  | 3 1/4" X 10" | Vertical | HS | 0.1 | 360 | 6 | 128 | 2.8 | NO | N/A | N/A | N/A | N/A | N/A | 4507949
| Kitchen Range Hoods | Undercabinet | Broan-NuTone LLC | Broan (Canada) | BKDN136SS | 36 | 0 |  | 7" | Vertical | WS | 0.017 | 140 | 0.4 | 34.1 | 4.1 | NO | N/A | N/A | N/A | N/A | N/A | 4507949
| Kitchen Range Hoods | Undercabinet | Broan-NuTone LLC | Broan (Canada) | BKDN136SS | 36 | 0 |  | 7" | Vertical | HS | 0.1 | 370 | 5.5 | 127 | 2.9 | NO | N/A | N/A | N/A | N/A | N/A | 4507949
| Kitchen Range Hoods | Undercabinet | Broan-NuTone LLC | Broan (Canada) | BKDN136SS | 36 | 0 |  | 3 1/4" X 10" | Horizontal | HS | 0.25 | 340 |  |  |  | NO | N/A | N/A | N/A | N/A | N/A | 4507949
| Kitchen Range Hoods | Undercabinet | Broan-NuTone LLC | Broan (Canada) | BKDN136SS | 36 | 0 |  | 3 1/4" X 10" | Vertical | HS | 0.25 | 310 |  |  |  | NO | N/A | N/A | N/A | N/A | N/A | 4507949
| Kitchen Range Hoods | Undercabinet | Broan-NuTone LLC | Broan (Canada) | BKDN136SS | 36 | 0 |  | 7" | Vertical | HS | 0.25 | 320 |  |  |  | NO | N/A | N/A | N/A | N/A | N/A | 4507949
| Bathroom Exhaust Fans |  | Broan-NuTone LLC | NuTone | BKR60 |  | 0 |  | 3" | Horizontal | HS | 0.1 | 60 | 3 |  |  | NO | No | No | Yes | No | Yes | 1007272
| Kitchen Range Hoods |  | Broan-NuTone LLC | Broan | BKSH130BL | 30 | 0 |  | 3 1/4" X 10" | Horizontal | WS | 0.029 | 110 | 1.5 | 25.8 | 4.2 | NO | N/A | N/A | N/A | N/A | N/A | 4506868
| Kitchen Range Hoods |  | Broan-NuTone LLC | Broan | BKSH130BL | 30 | 0 |  | 3 1/4" X 10" | Horizontal | HS | 0.1 | 210 | 5 | 50.6 | 4.1 | NO | N/A | N/A | N/A | N/A | N/A | 4506868
| Kitchen Range Hoods |  | Broan-NuTone LLC | Broan | BKSH130BL | 30 | 0 |  | 3 1/4" X 10" | Vertical | WS | 0.034 | 130 | 1.5 | 25.8 | 5.0 | NO | N/A | N/A | N/A | N/A | N/A | 4506868
| Kitchen Range Hoods |  | Broan-NuTone LLC | Broan | BKSH130BL | 30 | 0 |  | 3 1/4" X 10" | Vertical | HS | 0.1 | 220 | 5 | 50.4 | 4.3 | NO | N/A | N/A | N/A | N/A | N/A | 4506868
| Kitchen Range Hoods |  | Broan-NuTone LLC | Broan | BKSH130BL | 30 | 0 |  | 7" | Vertical | WS | 0.035 | 140 | 1.5 | 25.8 | 5.4 | NO | N/A | N/A | N/A | N/A | N/A | 4506868
| Kitchen Range Hoods |  | Broan-NuTone LLC | Broan | BKSH130BL | 30 | 0 |  | 7" | Vertical | HS | 0.1 | 240 | 5 | 49.9 | 4.8 | NO | N/A | N/A | N/A | N/A | N/A | 4506868
| Kitchen Range Hoods |  | Broan-NuTone LLC | Broan | BKSH130BL | 30 | 0 |  | 3 1/4" X 10" | Horizontal | HS | 0.25 | 115 |  |  |  | NO | N/A | N/A | N/A | N/A | N/A | 4506868
| Kitchen Range Hoods |  | Broan-NuTone LLC | Broan | BKSH130BL | 30 | 0 |  | 3 1/4" X 10" | Vertical | HS | 0.25 | 125 |  |  |  | NO | N/A | N/A | N/A | N/A | N/A | 4506868
| Kitchen Range Hoods |  | Broan-NuTone LLC | Broan | BKSH130BL | 30 | 0 |  | 7" | Vertical | HS | 0.25 | 100 |  |  |  | NO | N/A | N/A | N/A | N/A | N/A | 4506868
| Kitchen Range Hoods |  | Broan-NuTone LLC | Broan | BKSH130SS | 30 | 0 |  | 3 1/4" X 10" | Horizontal | WS | 0.029 | 110 | 1.5 | 25.8 | 4.2 | NO | N/A | N/A | N/A | N/A | N/A | 4506869
| Kitchen Range Hoods |  | Broan-NuTone LLC | Broan | BKSH130SS | 30 | 0 |  | 3 1/4" X 10" | Horizontal | HS | 0.1 | 210 | 5 | 50.6 | 4.1 | NO | N/A | N/A | N/A | N/A | N/A | 4506869
| Kitchen Range Hoods |  | Broan-NuTone LLC | Broan | BKSH130SS | 30 | 0 |  | 3 1/4" X 10" | Vertical | WS | 0.034 | 130 | 1.5 | 25.8 | 5.0 | NO | N/A | N/A | N/A | N/A | N/A | 4506869
| Kitchen Range Hoods |  | Broan-NuTone LLC | Broan | BKSH130SS | 30 | 0 |  | 3 1/4" X 10" | Vertical | HS | 0.1 | 220 | 5 | 50.4 | 4.3 | NO | N/A | N/A | N/A | N/A | N/A | 4506869
| Kitchen Range Hoods |  | Broan-NuTone LLC | Broan | BKSH130SS | 30 | 0 |  | 7" | Vertical | WS | 0.035 | 140 | 1.5 | 25.8 | 5.4 | NO | N/A | N/A | N/A | N/A | N/A | 4506869
| Kitchen Range Hoods |  | Broan-NuTone LLC | Broan | BKSH130SS | 30 | 0 |  | 7" | Vertical | HS | 0.1 | 240 | 5 | 49.9 | 4.8 | NO | N/A | N/A | N/A | N/A | N/A | 4506869
| Kitchen Range Hoods |  | Broan-NuTone LLC | Broan | BKSH130SS | 30 | 0 |  | 3 1/4" X 10" | Horizontal | HS | 0.25 | 115 |  |  |  | NO | N/A | N/A | N/A | N/A | N/A | 4506869
| Kitchen Range Hoods |  | Broan-NuTone LLC | Broan | BKSH130SS | 30 | 0 |  | 3 1/4" X 10" | Vertical | HS | 0.25 | 125 |  |  |  | NO | N/A | N/A | N/A | N/A | N/A | 4506869
| Kitchen Range Hoods |  | Broan-NuTone LLC | Broan | BKSH130SS | 30 | 0 |  | 7" | Vertical | HS | 0.25 | 100 |  |  |  | NO | N/A | N/A | N/A | N/A | N/A | 4506869
| Kitchen Range Hoods |  | Broan-NuTone LLC | Broan | BKSH130WW | 30 | 0 |  | 3 1/4" X 10" | Horizontal | WS | 0.029 | 110 | 1.5 | 25.8 | 4.2 | NO | N/A | N/A | N/A | N/A | N/A | 4506870
| Kitchen Range Hoods |  | Broan-NuTone LLC | Broan | BKSH130WW | 30 | 0 |  | 3 1/4" X 10" | Horizontal | HS | 0.1 | 210 | 5 | 50.6 | 4.1 | NO | N/A | N/A | N/A | N/A | N/A | 4506870
| Kitchen Range Hoods |  | Broan-NuTone LLC | Broan | BKSH130WW | 30 | 0 |  | 3 1/4" X 10" | Vertical | WS | 0.034 | 130 | 1.5 | 25.8 | 5.0 | NO | N/A | N/A | N/A | N/A | N/A | 4506870
| Kitchen Range Hoods |  | Broan-NuTone LLC | Broan | BKSH130WW | 30 | 0 |  | 3 1/4" X 10" | Vertical | HS | 0.1 | 220 | 5 | 50.4 | 4.3 | NO | N/A | N/A | N/A | N/A | N/A | 4506870
| Kitchen Range Hoods |  | Broan-NuTone LLC | Broan | BKSH130WW | 30 | 0 |  | 7" | Vertical | WS | 0.035 | 140 | 1.5 | 25.8 | 5.4 | NO | N/A | N/A | N/A | N/A | N/A | 4506870
| Kitchen Range Hoods |  | Broan-NuTone LLC | Broan | BKSH130WW | 30 | 0 |  | 7" | Vertical | HS | 0.1 | 240 | 5 | 49.9 | 4.8 | NO | N/A | N/A | N/A | N/A | N/A | 4506870
| Kitchen Range Hoods |  | Broan-NuTone LLC | Broan | BKSH130WW | 30 | 0 |  | 3 1/4" X 10" | Horizontal | HS | 0.25 | 115 |  |  |  | NO | N/A | N/A | N/A | N/A | N/A | 4506870
| Kitchen Range Hoods |  | Broan-NuTone LLC | Broan | BKSH130WW | 30 | 0 |  | 3 1/4" X 10" | Vertical | HS | 0.25 | 125 |  |  |  | NO | N/A | N/A | N/A | N/A | N/A | 4506870
| Kitchen Range Hoods |  | Broan-NuTone LLC | Broan | BKSH130WW | 30 | 0 |  | 7" | Vertical | HS | 0.25 | 100 |  |  |  | NO | N/A | N/A | N/A | N/A | N/A | 4506870
| Kitchen Range Hoods | Undercabinet | Broan-NuTone LLC | Broan (Canada) | BKSM130SS | 30 | 0 |  | 3 1/4" X 10" | Horizontal | WS | 0.027 | 110 | 1.5 | 28.7 | 3.8 | NO | N/A | N/A | N/A | N/A | N/A | 4507997
| Kitchen Range Hoods | Undercabinet | Broan-NuTone LLC | Broan (Canada) | BKSM130SS | 30 | 0 |  | 3 1/4" X 10" | Horizontal | HS | 0.1 | 240 | 6 | 62.9 | 3.8 | NO | N/A | N/A | N/A | N/A | N/A | 4507997
| Kitchen Range Hoods | Undercabinet | Broan-NuTone LLC | Broan (Canada) | BKSM130SS | 30 | 0 |  | 3 1/4" X 10" | Vertical | WS | 0.031 | 130 | 1.5 | 28.6 | 4.5 | NO | N/A | N/A | N/A | N/A | N/A | 4507997
| Kitchen Range Hoods | Undercabinet | Broan-NuTone LLC | Broan (Canada) | BKSM130SS | 30 | 0 |  | 3 1/4" X 10" | Vertical | HS | 0.1 | 240 | 6 | 62.3 | 3.8 | NO | N/A | N/A | N/A | N/A | N/A | 4507997
| Kitchen Range Hoods | Undercabinet | Broan-NuTone LLC | Broan (Canada) | BKSM130SS | 30 | 0 |  | 7" | Vertical | WS | 0.033 | 140 | 2 | 28.7 | 4.8 | NO | N/A | N/A | N/A | N/A | N/A | 4507997
| Kitchen Range Hoods | Undercabinet | Broan-NuTone LLC | Broan (Canada) | BKSM130SS | 30 | 0 |  | 7" | Vertical | HS | 0.1 | 260 | 5.5 | 61.7 | 4.2 | NO | N/A | N/A | N/A | N/A | N/A | 4507997
| Kitchen Range Hoods | Undercabinet | Broan-NuTone LLC | Broan (Canada) | BKSM130SS | 30 | 0 |  | 3 1/4" X 10" | Horizontal | HS | 0.25 | 160 |  |  |  | NO | N/A | N/A | N/A | N/A | N/A | 4507997
| Kitchen Range Hoods | Undercabinet | Broan-NuTone LLC | Broan (Canada) | BKSM130SS | 30 | 0 |  | 3 1/4" X 10" | Vertical | HS | 0.25 | 150 |  |  |  | NO | N/A | N/A | N/A | N/A | N/A | 4507997
| Kitchen Range Hoods | Undercabinet | Broan-NuTone LLC | Broan (Canada) | BKSM130SS | 30 | 0 |  | 7" | Vertical | HS | 0.25 | 115 |  |  |  | NO | N/A | N/A | N/A | N/A | N/A | 4507997
| Kitchen Range Hoods | Undercabinet | Broan-NuTone LLC | Broan (Canada) | BKSM130WH | 30 | 0 |  | 3 1/4" X 10" | Horizontal | WS | 0.027 | 110 | 1.5 | 28.7 | 3.8 | NO | N/A | N/A | N/A | N/A | N/A | 4507996
| Kitchen Range Hoods | Undercabinet | Broan-NuTone LLC | Broan (Canada) | BKSM130WH | 30 | 0 |  | 3 1/4" X 10" | Horizontal | HS | 0.1 | 240 | 6 | 62.9 | 3.8 | NO | N/A | N/A | N/A | N/A | N/A | 4507996
| Kitchen Range Hoods | Undercabinet | Broan-NuTone LLC | Broan (Canada) | BKSM130WH | 30 | 0 |  | 3 1/4" X 10" | Vertical | WS | 0.031 | 130 | 1.5 | 28.6 | 4.5 | NO | N/A | N/A | N/A | N/A | N/A | 4507996
| Kitchen Range Hoods | Undercabinet | Broan-NuTone LLC | Broan (Canada) | BKSM130WH | 30 | 0 |  | 3 1/4" X 10" | Vertical | HS | 0.1 | 240 | 6 | 62.3 | 3.8 | NO | N/A | N/A | N/A | N/A | N/A | 4507996
| Kitchen Range Hoods | Undercabinet | Broan-NuTone LLC | Broan (Canada) | BKSM130WH | 30 | 0 |  | 7" | Vertical | WS | 0.033 | 140 | 2 | 28.7 | 4.8 | NO | N/A | N/A | N/A | N/A | N/A | 4507996
| Kitchen Range Hoods | Undercabinet | Broan-NuTone LLC | Broan (Canada) | BKSM130WH | 30 | 0 |  | 7" | Vertical | HS | 0.1 | 260 | 5.5 | 61.7 | 4.2 | NO | N/A | N/A | N/A | N/A | N/A | 4507996
| Kitchen Range Hoods | Undercabinet | Broan-NuTone LLC | Broan (Canada) | BKSM130WH | 30 | 0 |  | 3 1/4" X 10" | Horizontal | HS | 0.25 | 160 |  |  |  | NO | N/A | N/A | N/A | N/A | N/A | 4507996
| Kitchen Range Hoods | Undercabinet | Broan-NuTone LLC | Broan (Canada) | BKSM130WH | 30 | 0 |  | 3 1/4" X 10" | Vertical | HS | 0.25 | 150 |  |  |  | NO | N/A | N/A | N/A | N/A | N/A | 4507996
| Kitchen Range Hoods | Undercabinet | Broan-NuTone LLC | Broan (Canada) | BKSM130WH | 30 | 0 |  | 7" | Vertical | HS | 0.25 | 115 |  |  |  | NO | N/A | N/A | N/A | N/A | N/A | 4507996
| Kitchen Range Hoods |  | Broan-NuTone LLC | Broan | BKSR130SS | 30 | 0 |  | 3 1/4" X 10" | Horizontal | WS | 0.03 | 110 | 1.5 | 28.2 | 3.9 | NO | N/A | N/A | N/A | N/A | N/A | 4506647
| Kitchen Range Hoods |  | Broan-NuTone LLC | Broan | BKSR130SS | 30 | 0 |  | 3 1/4" X 10" | Horizontal | HS | 0.1 | 210 | 5 | 52.7 | 3.9 | NO | N/A | N/A | N/A | N/A | N/A | 4506647
| Kitchen Range Hoods |  | Broan-NuTone LLC | Broan | BKSR130SS | 30 | 0 |  | 3 1/4" X 10" | Vertical | WS | 0.034 | 140 | 1.5 | 28.2 | 4.9 | NO | N/A | N/A | N/A | N/A | N/A | 4506647
| Kitchen Range Hoods |  | Broan-NuTone LLC | Broan | BKSR130SS | 30 | 0 |  | 3 1/4" X 10" | Vertical | HS | 0.1 | 220 | 5 | 52 | 4.2 | NO | N/A | N/A | N/A | N/A | N/A | 4506647
| Kitchen Range Hoods |  | Broan-NuTone LLC | Broan | BKSR130SS | 30 | 0 |  | 7" | Vertical | WS | 0.038 | 150 | 1.5 | 28.1 | 5.3 | NO | N/A | N/A | N/A | N/A | N/A | 4506647
| Kitchen Range Hoods |  | Broan-NuTone LLC | Broan | BKSR130SS | 30 | 0 |  | 7" | Vertical | HS | 0.1 | 240 | 5 | 51.5 | 4.6 | NO | N/A | N/A | N/A | N/A | N/A | 4506647
| Kitchen Range Hoods |  | Broan-NuTone LLC | Broan | BKSR130SS | 30 | 0 |  | 3 1/4" X 10" | Horizontal | HS | 0.25 | 128 |  |  |  | NO | N/A | N/A | N/A | N/A | N/A | 4506647
| Kitchen Range Hoods |  | Broan-NuTone LLC | Broan | BKSR130SS | 30 | 0 |  | 3 1/4" X 10" | Vertical | HS | 0.25 | 130 |  |  |  | NO | N/A | N/A | N/A | N/A | N/A | 4506647
| Kitchen Range Hoods |  | Broan-NuTone LLC | Broan | BKSR130SS | 30 | 0 |  | 7" | Vertical | HS | 0.25 | 110 |  |  |  | NO | N/A | N/A | N/A | N/A | N/A | 4506647
| Kitchen Range Hoods |  | Broan-NuTone LLC | Broan | BKSR130WW | 30 | 0 |  | 3 1/4" X 10" | Horizontal | WS | 0.03 | 110 | 1.5 | 28.2 | 3.9 | NO | N/A | N/A | N/A | N/A | N/A | 4506648
| Kitchen Range Hoods |  | Broan-NuTone LLC | Broan | BKSR130WW | 30 | 0 |  | 3 1/4" X 10" | Horizontal | HS | 0.1 | 210 | 5 | 52.7 | 3.9 | NO | N/A | N/A | N/A | N/A | N/A | 4506648
| Kitchen Range Hoods |  | Broan-NuTone LLC | Broan | BKSR130WW | 30 | 0 |  | 3 1/4" X 10" | Vertical | WS | 0.034 | 140 | 1.5 | 28.2 | 4.9 | NO | N/A | N/A | N/A | N/A | N/A | 4506648
| Kitchen Range Hoods |  | Broan-NuTone LLC | Broan | BKSR130WW | 30 | 0 |  | 3 1/4" X 10" | Vertical | HS | 0.1 | 220 | 5 | 52 | 4.2 | NO | N/A | N/A | N/A | N/A | N/A | 4506648
| Kitchen Range Hoods |  | Broan-NuTone LLC | Broan | BKSR130WW | 30 | 0 |  | 7" | Vertical | WS | 0.038 | 150 | 1.5 | 28.1 | 5.3 | NO | N/A | N/A | N/A | N/A | N/A | 4506648
| Kitchen Range Hoods |  | Broan-NuTone LLC | Broan | BKSR130WW | 30 | 0 |  | 7" | Vertical | HS | 0.1 | 240 | 5 | 51.5 | 4.6 | NO | N/A | N/A | N/A | N/A | N/A | 4506648
| Kitchen Range Hoods |  | Broan-NuTone LLC | Broan | BKSR130WW | 30 | 0 |  | 3 1/4" X 10" | Horizontal | HS | 0.25 | 128 |  |  |  | NO | N/A | N/A | N/A | N/A | N/A | 4506648
| Kitchen Range Hoods |  | Broan-NuTone LLC | Broan | BKSR130WW | 30 | 0 |  | 3 1/4" X 10" | Vertical | HS | 0.25 | 130 |  |  |  | NO | N/A | N/A | N/A | N/A | N/A | 4506648
| Kitchen Range Hoods |  | Broan-NuTone LLC | Broan | BKSR130WW | 30 | 0 |  | 7" | Vertical | HS | 0.25 | 110 |  |  |  | NO | N/A | N/A | N/A | N/A | N/A | 4506648
| Kitchen Range Hoods | Microwave | ARCELIK A.S. | Blomberg | BOTR30100SS | 30 | 0 |  | 3 1/4" X 10" | Vertical | WS | 0.025 | 120 | 2 |  |  | NO | N/A | N/A | N/A | N/A | N/A | 4508235
| Kitchen Range Hoods | Microwave | ARCELIK A.S. | Blomberg | BOTR30100SS | 30 | 0 |  | 3 1/4" X 10" | Vertical | HS | 0.1 | 250 | 6.5 |  |  | NO | N/A | N/A | N/A | N/A | N/A | 4508235
| Kitchen Range Hoods | Microwave | ARCELIK A.S. | Blomberg | BOTR30100SS | 30 | 0 |  | 3 1/4" X 10" | Horizontal | WS | 0.026 | 120 | 3 |  |  | NO | N/A | N/A | N/A | N/A | N/A | 4508235
| Kitchen Range Hoods | Microwave | ARCELIK A.S. | Blomberg | BOTR30100SS | 30 | 0 |  | 3 1/4" X 10" | Horizontal | HS | 0.1 | 230 | 7 |  |  | NO | N/A | N/A | N/A | N/A | N/A | 4508235
| Bathroom Exhaust Fans |  | Foshan Shunde Shunchang Electric Appliances Industry Co., LTD. | Win Air | BPT12-13D |  | 0 |  | 3" | Horizontal | HS | 0.1 | 70 | 4 | 50 |  | NO | No | No | Yes | No | Yes | 1005204
| Bathroom Exhaust Fans |  | Yizhong Electrical Appliances Limited | VENTECHLATION | BPT12-13E |  | 0 |  | 3" | Horizontal | HS | 0.1 | 50 | 1 | 10 |  | Yes | Yes | Yes | Yes | Yes | Yes | 1008510
| Bathroom Exhaust Fans |  | Yizhong Electrical Appliances Limited | VENTECHLATION | BPT12-13E |  | 0 |  | 3" | Horizontal | HS | 0.25 | 40 |  | 8.3 |  | Yes | Yes | Yes | Yes | Yes | Yes | 1008510
| Bathroom Exhaust Fans |  | The Home Depot USA Inc. | Hampton Bay | BPT13-12EN |  | 0 |  | 3" | Horizontal Exhaust | HS | 0.25 | 40 |  | 15.1 |  | Yes | Yes | Yes | Yes | Yes | Yes | 1008671
| Bathroom Exhaust Fans |  | The Home Depot USA Inc. | Hampton Bay | BPT13-12EN |  | 0 |  | 3" | Horizontal Exhaust | HS | 0.1 | 50 | 1 | 17 |  | Yes | Yes | Yes | Yes | Yes | Yes | 1008671
<font color=red>New</font> | Bathroom Exhaust Fans |  | The Home Depot USA Inc. | Commercial Electric | BPT13-12EN |  | 0 |  | 3" | Horizontal Exhaust | HS | 0.25 | 40 |  | 15.1 |  | Yes | Yes | Yes | Yes | Yes | Yes | 1008741
<font color=red>New</font> | Bathroom Exhaust Fans |  | The Home Depot USA Inc. | Commercial Electric | BPT13-12EN |  | 0 |  | 3" | Horizontal Exhaust | HS | 0.1 | 50 | 1 | 17 |  | Yes | Yes | Yes | Yes | Yes | Yes | 1008741
| Bathroom Exhaust Fans |  | Yizhong Electrical Appliances Limited | VENTECHLATION | BPT13-12EN-T |  | 0 |  | 3" | Horizontal | HS | 0.1 | 50 | 1.2 | 19 |  | Yes | Yes | Yes | Yes | Yes | Yes | 1008506
| Bathroom Exhaust Fans |  | Yizhong Electrical Appliances Limited | VENTECHLATION | BPT13-12EN-T |  | 0 |  | 3" | Horizontal | HS | 0.25 | 40 |  | 15.1 |  | Yes | Yes | Yes | Yes | Yes | Yes | 1008506
| Bathroom Exhaust Fans |  | STEWCA INDUSTRIES,LTD. | ELECTRIMART | BPT13-12EN2 |  | 0 |  | 3" | Horizontal | HS | 0.1 | 50 | 1 | 16.4 |  | NO | No | No | Yes | No | Yes | 1008434
| Bathroom Exhaust Fans |  | Yizhong Electrical Appliances Limited | VENTECHLATION | BPT13-12EN3 |  | 0 |  | 3" | Horizontal | HS | 0.1 | 50 | 1.2 | 19 |  | Yes | Yes | Yes | Yes | Yes | Yes | 1008511
| Bathroom Exhaust Fans |  | Yizhong Electrical Appliances Limited | VENTECHLATION | BPT13-12EN3 |  | 0 |  | 3" | Horizontal | HS | 0.25 | 40 |  | 15.1 |  | Yes | Yes | Yes | Yes | Yes | Yes | 1008511
| Bathroom Exhaust Fans |  | Rona | Valu+ | BPT13-13D-1 |  | 0 |  | 3" | Horizontal Exhaust | HS | 0.1 | 70 | 2 | 25 |  | NO | No | No | Yes | No | Yes | 1008664
| Bathroom Exhaust Fans |  | Advantage Sales LTD | Harrier Hardware | BPT13-13D-1 |  | 0 |  | 3" | Horizontal Exhaust | HS | 0.1 | 70 | 2 | 25 |  | NO | No | No | Yes | No | Yes | 1007873
| Bathroom Exhaust Fans |  | STEWCA INDUSTRIES,LTD. | ELECTRIMART | BPT13-13D-2 |  | 0 |  | 3" | Horizontal | HS | 0.1 | 70 | 2 | 25 |  | NO | No | No | Yes | No | Yes | 1008431
| Bathroom Exhaust Fans |  | Yizhong Electrical Appliances Limited | VENTECHLATION | BPT13-13EN-T |  | 0 |  | 3" | Horizontal | HS | 0.1 | 70 | 2 | 23 |  | Yes | Yes | Yes | Yes | Yes | Yes | 1008507
| Bathroom Exhaust Fans |  | Yizhong Electrical Appliances Limited | VENTECHLATION | BPT13-13EN-T |  | 0 |  | 3" | Horizontal | HS | 0.25 | 54 |  | 18.7 |  | Yes | Yes | Yes | Yes | Yes | Yes | 1008507
| Bathroom Exhaust Fans |  | Yizhong Electrical Appliances Limited | VENTECHLATION | BPT13-13EN3 |  | 0 |  | 3" | Horizontal | HS | 0.1 | 70 | 2 | 23 |  | Yes | Yes | Yes | Yes | Yes | Yes | 1008512
| Bathroom Exhaust Fans |  | Yizhong Electrical Appliances Limited | VENTECHLATION | BPT13-13EN3 |  | 0 |  | 3" | Horizontal | HS | 0.25 | 54 |  | 18.7 |  | Yes | Yes | Yes | Yes | Yes | Yes | 1008512
| Bathroom Exhaust Fans |  | Foshan Shunde Shunchang Electric Appliances Industry Co., LTD. | Win Air | BPT13-13P |  | 0 |  | 4" | Horizontal | HS | 0.1 | 70 | 2.5 | 24.7 |  | NO | No | No | Yes | No | Yes | 1005207
| Bathroom Exhaust Fans |  | COSTWAY.COM INC. | Costway | BPT13-14D |  | 0 |  | 4" | Horizontal Exhaust | HS | 0.1 | 80 | 1.5 | 21.6 |  | NO | No | No | Yes | No | Yes | 1008666
| Bathroom Exhaust Fans |  | The Home Depot USA Inc. | Commercial Electric | BPT13-14D |  | 0 |  | 4" | Horizontal Exhaust | HS | 0.1 | 80 | 1.5 | 21 |  | Yes | Yes | Yes | Yes | Yes | Yes | 1007881
| Bathroom Exhaust Fans |  | The Home Depot USA Inc. | Commercial Electric | BPT13-14D |  | 0 |  | 4" | Horizontal Exhaust | HS | 0.25 | 56 |  | 18.5 |  | Yes | Yes | Yes | Yes | Yes | Yes | 1007881
| Bathroom Exhaust Fans |  | Yizhong Electrical Appliances Limited | VENTECHLATION | BPT13-14DT-1 |  | 0 |  | 4" | Horizontal | HS | 0.1 | 80 | 1.5 | 22 |  | Yes | Yes | Yes | Yes | Yes | Yes | 1008513
| Bathroom Exhaust Fans |  | Yizhong Electrical Appliances Limited | VENTECHLATION | BPT13-14DT-1 |  | 0 |  | 4" | Horizontal | HS | 0.25 | 56 |  | 18.5 |  | Yes | Yes | Yes | Yes | Yes | Yes | 1008513
| Bathroom Exhaust Fans |  | Rona | Valu+ | BPT13-14DT-2 |  | 0 |  | 4" | Horizontal Exhaust | HS | 0.25 | 56 |  | 18.5 |  | Yes | Yes | Yes | Yes | Yes | Yes | 1008670
| Bathroom Exhaust Fans |  | Rona | Valu+ | BPT13-14DT-2 |  | 0 |  | 4" | Horizontal Exhaust | HS | 0.1 | 80 | 1.5 | 21 |  | Yes | Yes | Yes | Yes | Yes | Yes | 1008670
| Bathroom Exhaust Fans |  | The Home Depot USA Inc. | Commercial Electric | BPT13-14HD |  | 0 |  | 4" | Horizontal Exhaust | HS | 0.1 | 80 | 1.5 | 21 |  | Yes | Yes | Yes | Yes | Yes | Yes | 1007882
| Bathroom Exhaust Fans |  | The Home Depot USA Inc. | Commercial Electric | BPT13-14HD |  | 0 |  | 4" | Horizontal Exhaust | HS | 0.25 | 56 |  | 18.5 |  | Yes | Yes | Yes | Yes | Yes | Yes | 1007882
| Bathroom Exhaust Fans |  | Yizhong Electrical Appliances Limited | VENTECHLATION | BPT13-14HD-1 |  | 0 |  | 4" | Horizontal | HS | 0.1 | 80 | 1.5 | 22 |  | Yes | Yes | Yes | Yes | Yes | Yes | 1008514
| Bathroom Exhaust Fans |  | Yizhong Electrical Appliances Limited | VENTECHLATION | BPT13-14HD-1 |  | 0 |  | 4" | Horizontal | HS | 0.25 | 56 |  | 18.5 |  | Yes | Yes | Yes | Yes | Yes | Yes | 1008514
| Bathroom Exhaust Fans |  | Guangdong Wintek Science and Technology Co. Ltd. | Wintek | BPT13B-110N4 |  | 0 |  | 4" | Horizontal | HS | 0.25 | 77 |  |  |  | Yes | Yes | Yes | Yes | Yes | Yes | 1007929
| Bathroom Exhaust Fans |  | Guangdong Wintek Science and Technology Co. Ltd. | Wintek | BPT13B-110N4 |  | 0 |  | 4" | Horizontal | HS | 0.1 | 110 | 2 | 28 |  | Yes | Yes | Yes | Yes | Yes | Yes | 1007929
| Bathroom Exhaust Fans |  | Guangdong Wintek Science and Technology Co. Ltd. | Wintek | BPT13B-80-L4 |  | 0 |  | 4" | Horizontal | HS | 0.25 | 57 |  |  |  | Yes | Yes | Yes | Yes | Yes | Yes | 1007413
| Bathroom Exhaust Fans |  | Guangdong Wintek Science and Technology Co. Ltd. | Wintek | BPT13B-80-L4 |  | 0 |  | 4" | Horizontal | HS | 0.1 | 80 | 1.5 | 28 |  | Yes | Yes | Yes | Yes | Yes | Yes | 1007413
| Bathroom Exhaust Fans |  | Foshan Shunde Shunchang Electric Appliances Industry Co., LTD. | Win Air | BPT14-02A |  | 0 |  | 4" | Horizontal Exhaust | HS | 0.1 | 50 | 0.3 | 17.8 |  | NO | No | No | Yes | No | Yes | 1007624
| Bathroom Exhaust Fans |  | Foshan Shunde Shunchang Electric Appliances Industry Co., LTD. | Win Air | BPT14-13ALK |  | 0 |  | 4" | Horizontal Exhaust | HS | 0.1 | 70 | 0.5 | 20.7 |  | NO | No | No | Yes | No | Yes | 1007450
| Bathroom Exhaust Fans |  | Foshan Shunde Shunchang Electric Appliances Industry Co., LTD. | Win Air | BPT14-13E |  | 0 |  | 4" | Horizontal | HS | 0.1 | 70 | 0.3 | 16.7 |  | Yes | Yes | Yes | Yes | Yes | Yes | 1006668
| Bathroom Exhaust Fans |  | Foshan Shunde Shunchang Electric Appliances Industry Co., LTD. | Win Air | BPT14-13E |  | 0 |  | 4" | Horizontal | HS | 0.25 | 55 |  | 16.2 |  | Yes | Yes | Yes | Yes | Yes | Yes | 1006668
| Bathroom Exhaust Fans |  | Foshan Shunde Shunchang Electric Appliances Industry Co., LTD. | Win Air | BPT14-14ALK |  | 0 |  | 4" | Horizontal Exhaust | HS | 0.1 | 90 | 0.8 | 23.1 |  | NO | No | No | Yes | No | Yes | 1007495
| Bathroom Exhaust Fans |  | Foshan Shunde Shunchang Electric Appliances Industry Co., LTD. | Win Air | BPT14-24A-2 |  | 0 |  | 4" | Horizontal Exhaust | HS | 0.1 | 110 | 1.1 | 26.4 |  | Yes | Yes | Yes | Yes | Yes | Yes | 1008188
| Bathroom Exhaust Fans |  | Foshan Shunde Shunchang Electric Appliances Industry Co., LTD. | Win Air | BPT14-24A-2 |  | 0 |  | 4" | Horizontal Exhaust | HS | 0.25 | 93 |  | 25.9 |  | Yes | Yes | Yes | Yes | Yes | Yes | 1008188
| Bathroom Exhaust Fans |  | Foshan Shunde Shunchang Electric Appliances Industry Co., LTD. | Win Air | BPT14-24A-2 |  | 0 |  | 4" | Horizontal Exhaust | LS | 0.1 | 70 | 0.3 | 19.1 |  | Yes | Yes | Yes | Yes | Yes | Yes | 1008188
| Bathroom Exhaust Fans |  | Foshan Shunde Shunchang Electric Appliances Industry Co., LTD. | Win Air | BPT14-24A-2 |  | 0 |  | 4" | Horizontal Supply | LS | 0.25 | 54 |  | 18.3 |  | Yes | Yes | Yes | Yes | Yes | Yes | 1008188
| Bathroom Exhaust Fans |  | COSTWAY.COM INC. | Costway | BPT14-24A-A-1 |  | 0 |  | 4" | Horizontal | HS | 0.25 | 93 |  | 26 |  | Yes | Yes | Yes | Yes | Yes | Yes | 1008251
| Bathroom Exhaust Fans |  | COSTWAY.COM INC. | Costway | BPT14-24A-A-1 |  | 0 |  | 4" | Horizontal | HS | 0.1 | 110 | 1.2 | 26.5 |  | Yes | Yes | Yes | Yes | Yes | Yes | 1008251
| Bathroom Exhaust Fans |  | STEWCA INDUSTRIES,LTD. | ELECTRIMART | BPT14-24A-A-1 |  | 0 |  | 4" | Horizontal | HS | 0.1 | 110 | 1.2 | 26.5 |  | NO | No | No | Yes | No | Yes | 1008432
| Bathroom Exhaust Fans |  | STEWCA INDUSTRIES,LTD. | ELECTRIMART | BPT14-24ALB3 |  | 0 |  | 4" | Horizontal | HS | 0.1 | 110 | 1.2 | 32.5 |  | NO | No | No | Yes | No | Yes | 1008433
| Bathroom Exhaust Fans |  | Foshan Shunde Shunchang Electric Appliances Industry Co., LTD. | Win Air | BPT14-24E |  | 0 |  | 4" | Horizontal | HS | 0.1 | 110 | 1.2 | 25.6 |  | Yes | Yes | Yes | Yes | Yes | Yes | 1006669
| Bathroom Exhaust Fans |  | Foshan Shunde Shunchang Electric Appliances Industry Co., LTD. | Win Air | BPT14-24E |  | 0 |  | 4" | Horizontal | HS | 0.25 | 94 |  | 24.3 |  | Yes | Yes | Yes | Yes | Yes | Yes | 1006669
| Bathroom Exhaust Fans |  | The Home Depot USA Inc. | Commercial Electric | BPT14-24OD-H |  | 0 |  | 4" | Horizontal Exhaust | HS | 0.1 | 110 | 1.5 | 31 |  | Yes | Yes | Yes | Yes | Yes | Yes | 1007883
| Bathroom Exhaust Fans |  | The Home Depot USA Inc. | Commercial Electric | BPT14-24OD-H |  | 0 |  | 4" | Horizontal Exhaust | HS | 0.25 | 89 |  | 28 |  | Yes | Yes | Yes | Yes | Yes | Yes | 1007883
| Bathroom Exhaust Fans |  | Yizhong Electrical Appliances Limited | VENTECHLATION | BPT14-24TG-H |  | 0 |  | 4" | Horizontal | HS | 0.1 | 110 | 1.5 | 28 |  | Yes | Yes | Yes | Yes | Yes | Yes | 1008588
| Bathroom Exhaust Fans |  | Yizhong Electrical Appliances Limited | VENTECHLATION | BPT14-24TG-H |  | 0 |  | 4" | Horizontal | HS | 0.25 | 94 |  | 23 |  | Yes | Yes | Yes | Yes | Yes | Yes | 1008588
| Bathroom Exhaust Fans |  | Yizhong Electrical Appliances Limited | VENTECHLATION | BPT14-24TGHS |  | 0 |  | 4" | Horizontal | HS | 0.1 | 110 | 1.5 | 28 |  | Yes | Yes | Yes | Yes | Yes | Yes | 1008589
| Bathroom Exhaust Fans |  | Yizhong Electrical Appliances Limited | VENTECHLATION | BPT14-24TGHS |  | 0 |  | 4" | Horizontal | HS | 0.25 | 94 |  | 23 |  | Yes | Yes | Yes | Yes | Yes | Yes | 1008589
| Bathroom Exhaust Fans |  | Rona | Valu+ | BPT14-24TGHS |  | 0 |  | 4" | Horizontal Exhaust | HS | 0.1 | 110 | 1.2 | 27.5 |  | Yes | Yes | Yes | Yes | Yes | Yes | 1008374
| Bathroom Exhaust Fans |  | Rona | Valu+ | BPT14-24TGHS |  | 0 |  | 4" | Horizontal Exhaust | HS | 0.25 | 94 |  | 26.5 |  | Yes | Yes | Yes | Yes | Yes | Yes | 1008374
| Bathroom Exhaust Fans |  | Akicon Inc | Akicon | BPT14-80CL |  | 0 |  | 4" | Horizontal | HS | 0.1 | 80 | 2 | 27.3 |  | NO | No | No | Yes | No | Yes | 1007970
| Bathroom Exhaust Fans |  | Guangdong Wintek Science and Technology Co. Ltd. | Wintek | BPT15A-110 |  | 0 |  | 4" | Horizontal | HS | 0.1 | 110 | 2 | 31 |  | Yes | Yes | Yes | Yes | Yes | Yes | 1007415
| Bathroom Exhaust Fans |  | Guangdong Wintek Science and Technology Co. Ltd. | Wintek | BPT15A-110 |  | 0 |  | 4" | Horizontal | HS | 0.25 | 103 |  |  |  | Yes | Yes | Yes | Yes | Yes | Yes | 1007415
| Bathroom Exhaust Fans |  | Guangdong Wintek Science and Technology Co. Ltd. | WEIHE | BPT15A-80 |  | 0 |  | 4" | Horizontal Exhaust | 80 CFM | 0.1 | 80 | 1 | 25 |  | NO | No | No | Yes | No | Yes | 1006002
| Bathroom Exhaust Fans |  | Guangdong Wintek Science and Technology Co. Ltd. | Wintek | BPT15B-100H1 |  | 0 |  | 4" | Horizontal | HS | 0.1 | 100 | 0.9 | 26 |  | Yes | Yes | Yes | Yes | Yes | Yes | 1008177
| Bathroom Exhaust Fans |  | Guangdong Wintek Science and Technology Co. Ltd. | Wintek | BPT15B-100H1 |  | 0 |  | 4" | Horizontal | HS | 0.25 | 85 |  |  |  | Yes | Yes | Yes | Yes | Yes | Yes | 1008177
| Bathroom Exhaust Fans |  | Guangdong Wintek Science and Technology Co. Ltd. | Wintek | BPT15B-100H2 |  | 0 |  | 4" | Horizontal | HS | 0.1 | 100 | 0.9 | 26 |  | Yes | Yes | Yes | Yes | Yes | Yes | 1008178
| Bathroom Exhaust Fans |  | Guangdong Wintek Science and Technology Co. Ltd. | Wintek | BPT15B-100H2 |  | 0 |  | 4" | Horizontal | HS | 0.25 | 84 |  |  |  | Yes | Yes | Yes | Yes | Yes | Yes | 1008178
| Bathroom Exhaust Fans |  | Guangdong Wintek Science and Technology Co. Ltd. | Wintek | BPT15B-80H1 |  | 0 |  | 4" | Horizontal | HS | 0.1 | 80 | 0.4 | 25 |  | Yes | Yes | Yes | Yes | Yes | Yes | 1008175
| Bathroom Exhaust Fans |  | Guangdong Wintek Science and Technology Co. Ltd. | Wintek | BPT15B-80H1 |  | 0 |  | 4" | Horizontal | HS | 0.25 | 56 |  |  |  | Yes | Yes | Yes | Yes | Yes | Yes | 1008175
| Bathroom Exhaust Fans |  | STEWCA INDUSTRIES,LTD. | ELECTRIMART | BPT16-14E-I |  | 0 |  | 4" | Horizontal | HS | 0.1 | 90 | 1.5 | 24.7 |  | NO | No | No | Yes | No | Yes | 1008660
| Bathroom Exhaust Fans |  | Akicon Inc | Akicon | BPT16-14EL-L12 |  | 0 |  | 4" | Horizontal | HS | 0.1 | 90 | 1.5 | 24.3 |  | NO | No | No | Yes | No | Yes | 1008020
| Bathroom Exhaust Fans |  | Foshan Shunde Shunchang Electric Appliances Industry Co., LTD. | Win Air | BPT16-24ACB |  | 0 |  | 4" | Horizontal Exhaust | LS | 0.1 | 50 | <0.3 | 4.4 |  | NO | No | No | Yes | No | Yes | 1008187
| Bathroom Exhaust Fans |  | Foshan Shunde Shunchang Electric Appliances Industry Co., LTD. | Win Air | BPT16-24ACB |  | 0 |  | 4" | Horizontal Exhaust | MS | 0.1 | 80 | 0.7 | 8.3 |  | NO | No | No | Yes | No | Yes | 1008187
| Bathroom Exhaust Fans |  | Foshan Shunde Shunchang Electric Appliances Industry Co., LTD. | Win Air | BPT16-24ACB |  | 0 |  | 4" | Horizontal Exhaust | HS | 0.1 | 100 | 1.5 | 12.2 |  | NO | No | No | Yes | No | Yes | 1008187
| Bathroom Exhaust Fans |  | COSTWAY.COM INC. | Costway | BPT16-24ACB |  | 0 |  | 4" | Horizontal | LS | 0.1 | 50 | 0.3 | 4.4 | 11.3 | Yes | Yes | Yes | Yes | Yes | Yes | 1008284
| Bathroom Exhaust Fans |  | COSTWAY.COM INC. | Costway | BPT16-24ACB |  | 0 |  | 4" | Horizontal | MS | 0.1 | 80 | 0.8 | 8.3 | 9.6 | Yes | Yes | Yes | Yes | Yes | Yes | 1008284
| Bathroom Exhaust Fans |  | COSTWAY.COM INC. | Costway | BPT16-24ACB |  | 0 |  | 4" | Horizontal | HS | 0.1 | 100 | 1.5 | 12.2 | 8.1 | Yes | Yes | Yes | Yes | Yes | Yes | 1008284
| Bathroom Exhaust Fans |  | COSTWAY.COM INC. | Costway | BPT16-24ACB |  | 0 |  | 4" | Horizontal | HS | 0.25 | 91 |  |  |  | Yes | Yes | Yes | Yes | Yes | Yes | 1008284
| Bathroom Exhaust Fans |  | STEWCA INDUSTRIES,LTD. | ELECTRIMART | BPT18-54A-11 |  | 0 |  | 6" | Horizontal | HS | 0.1 | 140 | 1 | 41 |  | NO | No | No | Yes | No | Yes | 1008435
| Bathroom Exhaust Fans |  | COSTWAY.COM INC. | Costway | BPT18-54A-2 |  | 0 |  | 6" | Horizontal Exhaust | HS | 0.1 | 200 | 2 | 65.4 |  | NO | No | No | Yes | No | Yes | 1008669
| Bathroom Exhaust Fans |  | Guangdong Wintek Science and Technology Co. Ltd. | Wintek | BPT18C-TS |  | 0 |  | 4" | Horizontal | LS | 0.1 | 50 | 0.3 | 6 | 8.3 | Yes | Yes | Yes | Yes | Yes | Yes | 1007928
| Bathroom Exhaust Fans |  | Guangdong Wintek Science and Technology Co. Ltd. | Wintek | BPT18C-TS |  | 0 |  | 4" | Horizontal | MS | 0.1 | 80 | 0.7 | 9 | 8.8 | Yes | Yes | Yes | Yes | Yes | Yes | 1007928
| Bathroom Exhaust Fans |  | Guangdong Wintek Science and Technology Co. Ltd. | Wintek | BPT18C-TS |  | 0 |  | 4" | Horizontal | HS | 0.1 | 100 | 1.1 | 14 | 7.1 | Yes | Yes | Yes | Yes | Yes | Yes | 1007928
| Bathroom Exhaust Fans |  | Guangdong Wintek Science and Technology Co. Ltd. | Wintek | BPT18C-TS |  | 0 |  | 4" | Horizontal | HS | 0.25 | 70 |  |  |  | Yes | Yes | Yes | Yes | Yes | Yes | 1007928
| Kitchen Range Hoods | Undercabinet | Broan-NuTone LLC | Broan (Canada) | BU224SF | 24 | 0 |  | 3 1/4" X 10" | Horizontal | HS | 0.1 | 160 | 7 | 50.9 | 3.1 | NO | N/A | N/A | N/A | N/A | N/A | 4508119
| Kitchen Range Hoods | Undercabinet | Broan-NuTone LLC | Broan (Canada) | BU224SF | 24 | 0 |  | 3 1/4" X 10" | Horizontal | WS | 0.046 | 100 | 4.5 | 30.7 | 3.2 | NO | N/A | N/A | N/A | N/A | N/A | 4508119
| Kitchen Range Hoods | Undercabinet | Broan-NuTone LLC | Broan (Canada) | BU224SF | 24 | 0 |  | 3 1/4" X 10" | Vertical | HS | 0.1 | 160 | 7.5 | 50.8 | 3.1 | NO | N/A | N/A | N/A | N/A | N/A | 4508119
| Kitchen Range Hoods | Undercabinet | Broan-NuTone LLC | Broan (Canada) | BU224SF | 24 | 0 |  | 3 1/4" X 10" | Vertical | WS | 0.054 | 110 | 4 | 31 | 3.5 | NO | N/A | N/A | N/A | N/A | N/A | 4508119
| Kitchen Range Hoods | Undercabinet | Broan-NuTone LLC | Broan (Canada) | BU224SF | 24 | 0 |  | 7" | Vertical | HS | 0.1 | 190 | 6.5 | 50.9 | 3.7 | NO | N/A | N/A | N/A | N/A | N/A | 4508119
| Kitchen Range Hoods | Undercabinet | Broan-NuTone LLC | Broan (Canada) | BU224SF | 24 | 0 |  | 7" | Vertical | WS | 0.055 | 140 | 3.5 | 31.1 | 4.5 | NO | N/A | N/A | N/A | N/A | N/A | 4508119
| Kitchen Range Hoods | Undercabinet | Broan-NuTone LLC | Broan (Canada) | BU224SS | 24 | 0 |  | 7" | Vertical | WS | 0.055 | 140 | 3.5 | 31.1 | 4.5 | NO | N/A | N/A | N/A | N/A | N/A | 4507386
| Kitchen Range Hoods | Undercabinet | Broan-NuTone LLC | Broan (Canada) | BU224SS | 24 | 0 |  | 7" | Vertical | HS | 0.1 | 190 | 6.5 | 50.9 | 3.7 | NO | N/A | N/A | N/A | N/A | N/A | 4507386
| Kitchen Range Hoods | Undercabinet | Broan-NuTone LLC | Broan (Canada) | BU224SS | 24 | 0 |  | 3 1/4" X 10" | Vertical | WS | 0.054 | 110 | 4 | 31 | 3.5 | NO | N/A | N/A | N/A | N/A | N/A | 4507386
| Kitchen Range Hoods | Undercabinet | Broan-NuTone LLC | Broan (Canada) | BU224SS | 24 | 0 |  | 3 1/4" X 10" | Vertical | HS | 0.1 | 160 | 7.5 | 50.8 | 3.1 | NO | N/A | N/A | N/A | N/A | N/A | 4507386
| Kitchen Range Hoods | Undercabinet | Broan-NuTone LLC | Broan (Canada) | BU224SS | 24 | 0 |  | 3 1/4" X 10" | Horizontal | WS | 0.046 | 100 | 4.5 | 30.7 | 3.2 | NO | N/A | N/A | N/A | N/A | N/A | 4507386
| Kitchen Range Hoods | Undercabinet | Broan-NuTone LLC | Broan (Canada) | BU224SS | 24 | 0 |  | 3 1/4" X 10" | Horizontal | HS | 0.1 | 160 | 7 | 50.9 | 3.1 | NO | N/A | N/A | N/A | N/A | N/A | 4507386
| Kitchen Range Hoods | Undercabinet | Broan-NuTone LLC | Broan (Canada) | BU224WH | 24 | 0 |  | 7" | Vertical | WS | 0.055 | 140 | 3.5 | 31.1 | 4.5 | NO | N/A | N/A | N/A | N/A | N/A | 4507387
| Kitchen Range Hoods | Undercabinet | Broan-NuTone LLC | Broan (Canada) | BU224WH | 24 | 0 |  | 7" | Vertical | HS | 0.1 | 190 | 6.5 | 50.9 | 3.7 | NO | N/A | N/A | N/A | N/A | N/A | 4507387
| Kitchen Range Hoods | Undercabinet | Broan-NuTone LLC | Broan (Canada) | BU224WH | 24 | 0 |  | 3 1/4" X 10" | Vertical | WS | 0.054 | 110 | 4 | 31 | 3.5 | NO | N/A | N/A | N/A | N/A | N/A | 4507387
| Kitchen Range Hoods | Undercabinet | Broan-NuTone LLC | Broan (Canada) | BU224WH | 24 | 0 |  | 3 1/4" X 10" | Vertical | HS | 0.1 | 160 | 7.5 | 50.8 | 3.1 | NO | N/A | N/A | N/A | N/A | N/A | 4507387
| Kitchen Range Hoods | Undercabinet | Broan-NuTone LLC | Broan (Canada) | BU224WH | 24 | 0 |  | 3 1/4" X 10" | Horizontal | WS | 0.046 | 100 | 4.5 | 30.7 | 3.2 | NO | N/A | N/A | N/A | N/A | N/A | 4507387
| Kitchen Range Hoods | Undercabinet | Broan-NuTone LLC | Broan (Canada) | BU224WH | 24 | 0 |  | 3 1/4" X 10" | Horizontal | HS | 0.1 | 160 | 7 | 50.9 | 3.1 | NO | N/A | N/A | N/A | N/A | N/A | 4507387
| Kitchen Range Hoods | Undercabinet | Broan-NuTone LLC | Broan (Canada) | BU230BL | 30 | 0 |  | 7" | Vertical | WS | 0.055 | 140 | 3.5 | 31.1 | 4.5 | NO | N/A | N/A | N/A | N/A | N/A | 4507388
| Kitchen Range Hoods | Undercabinet | Broan-NuTone LLC | Broan (Canada) | BU230BL | 30 | 0 |  | 7" | Vertical | HS | 0.1 | 190 | 6.5 | 50.9 | 3.7 | NO | N/A | N/A | N/A | N/A | N/A | 4507388
| Kitchen Range Hoods | Undercabinet | Broan-NuTone LLC | Broan (Canada) | BU230BL | 30 | 0 |  | 3 1/4" X 10" | Vertical | WS | 0.054 | 110 | 4 | 31 | 3.5 | NO | N/A | N/A | N/A | N/A | N/A | 4507388
| Kitchen Range Hoods | Undercabinet | Broan-NuTone LLC | Broan (Canada) | BU230BL | 30 | 0 |  | 3 1/4" X 10" | Vertical | HS | 0.1 | 160 | 7.5 | 50.8 | 3.1 | NO | N/A | N/A | N/A | N/A | N/A | 4507388
| Kitchen Range Hoods | Undercabinet | Broan-NuTone LLC | Broan (Canada) | BU230BL | 30 | 0 |  | 3 1/4" X 10" | Horizontal | WS | 0.046 | 100 | 4.5 | 30.7 | 3.2 | NO | N/A | N/A | N/A | N/A | N/A | 4507388
| Kitchen Range Hoods | Undercabinet | Broan-NuTone LLC | Broan (Canada) | BU230BL | 30 | 0 |  | 3 1/4" X 10" | Horizontal | HS | 0.1 | 160 | 7 | 50.9 | 3.1 | NO | N/A | N/A | N/A | N/A | N/A | 4507388
| Kitchen Range Hoods | Undercabinet | Broan-NuTone LLC | Broan (Canada) | BU230SF | 30 | 0 |  | 3 1/4" X 10" | Horizontal | HS | 0.1 | 160 | 7 | 50.9 | 3.1 | NO | N/A | N/A | N/A | N/A | N/A | 4508120
| Kitchen Range Hoods | Undercabinet | Broan-NuTone LLC | Broan (Canada) | BU230SF | 30 | 0 |  | 3 1/4" X 10" | Horizontal | WS | 0.046 | 100 | 4.5 | 30.7 | 3.2 | NO | N/A | N/A | N/A | N/A | N/A | 4508120
| Kitchen Range Hoods | Undercabinet | Broan-NuTone LLC | Broan (Canada) | BU230SF | 30 | 0 |  | 3 1/4" X 10" | Vertical | HS | 0.1 | 160 | 7.5 | 50.8 | 3.1 | NO | N/A | N/A | N/A | N/A | N/A | 4508120
| Kitchen Range Hoods | Undercabinet | Broan-NuTone LLC | Broan (Canada) | BU230SF | 30 | 0 |  | 3 1/4" X 10" | Vertical | WS | 0.054 | 110 | 4 | 31 | 3.5 | NO | N/A | N/A | N/A | N/A | N/A | 4508120
| Kitchen Range Hoods | Undercabinet | Broan-NuTone LLC | Broan (Canada) | BU230SF | 30 | 0 |  | 7" | Vertical | HS | 0.1 | 190 | 6.5 | 50.9 | 3.7 | NO | N/A | N/A | N/A | N/A | N/A | 4508120
| Kitchen Range Hoods | Undercabinet | Broan-NuTone LLC | Broan (Canada) | BU230SF | 30 | 0 |  | 7" | Vertical | WS | 0.055 | 140 | 3.5 | 31.1 | 4.5 | NO | N/A | N/A | N/A | N/A | N/A | 4508120
| Kitchen Range Hoods | Undercabinet | Broan-NuTone LLC | Broan (Canada) | BU230SS | 30 | 0 |  | 7" | Vertical | WS | 0.055 | 140 | 3.5 | 31.1 | 4.5 | NO | N/A | N/A | N/A | N/A | N/A | 4507389
| Kitchen Range Hoods | Undercabinet | Broan-NuTone LLC | Broan (Canada) | BU230SS | 30 | 0 |  | 7" | Vertical | HS | 0.1 | 190 | 6.5 | 50.9 | 3.7 | NO | N/A | N/A | N/A | N/A | N/A | 4507389
| Kitchen Range Hoods | Undercabinet | Broan-NuTone LLC | Broan (Canada) | BU230SS | 30 | 0 |  | 3 1/4" X 10" | Vertical | WS | 0.054 | 110 | 4 | 31 | 3.5 | NO | N/A | N/A | N/A | N/A | N/A | 4507389
| Kitchen Range Hoods | Undercabinet | Broan-NuTone LLC | Broan (Canada) | BU230SS | 30 | 0 |  | 3 1/4" X 10" | Vertical | HS | 0.1 | 160 | 7.5 | 50.8 | 3.1 | NO | N/A | N/A | N/A | N/A | N/A | 4507389
| Kitchen Range Hoods | Undercabinet | Broan-NuTone LLC | Broan (Canada) | BU230SS | 30 | 0 |  | 3 1/4" X 10" | Horizontal | WS | 0.046 | 100 | 4.5 | 30.7 | 3.2 | NO | N/A | N/A | N/A | N/A | N/A | 4507389
| Kitchen Range Hoods | Undercabinet | Broan-NuTone LLC | Broan (Canada) | BU230SS | 30 | 0 |  | 3 1/4" X 10" | Horizontal | HS | 0.1 | 160 | 7 | 50.9 | 3.1 | NO | N/A | N/A | N/A | N/A | N/A | 4507389
| Kitchen Range Hoods | Undercabinet | Broan-NuTone LLC | Broan (Canada) | BU230WW | 30 | 0 |  | 7" | Vertical | WS | 0.055 | 140 | 3.5 | 31.1 | 4.5 | NO | N/A | N/A | N/A | N/A | N/A | 4507391
| Kitchen Range Hoods | Undercabinet | Broan-NuTone LLC | Broan (Canada) | BU230WW | 30 | 0 |  | 7" | Vertical | HS | 0.1 | 190 | 6.5 | 50.9 | 3.7 | NO | N/A | N/A | N/A | N/A | N/A | 4507391
| Kitchen Range Hoods | Undercabinet | Broan-NuTone LLC | Broan (Canada) | BU230WW | 30 | 0 |  | 3 1/4" X 10" | Vertical | WS | 0.054 | 110 | 4 | 31 | 3.5 | NO | N/A | N/A | N/A | N/A | N/A | 4507391
| Kitchen Range Hoods | Undercabinet | Broan-NuTone LLC | Broan (Canada) | BU230WW | 30 | 0 |  | 3 1/4" X 10" | Vertical | HS | 0.1 | 160 | 7.5 | 50.8 | 3.1 | NO | N/A | N/A | N/A | N/A | N/A | 4507391
| Kitchen Range Hoods | Undercabinet | Broan-NuTone LLC | Broan (Canada) | BU230WW | 30 | 0 |  | 3 1/4" X 10" | Horizontal | WS | 0.046 | 100 | 4.5 | 30.7 | 3.2 | NO | N/A | N/A | N/A | N/A | N/A | 4507391
| Kitchen Range Hoods | Undercabinet | Broan-NuTone LLC | Broan (Canada) | BU230WW | 30 | 0 |  | 3 1/4" X 10" | Horizontal | HS | 0.1 | 160 | 7 | 50.9 | 3.1 | NO | N/A | N/A | N/A | N/A | N/A | 4507391
| Kitchen Range Hoods | Undercabinet | Broan-NuTone LLC | Broan | BUEZ024WW | 24 | 0 |  | 3" X 10" | Horizontal | HS | 0.1 | 150 | 6.5 | 47.8 | 3.1 | NO | N/A | N/A | N/A | N/A | N/A | 4507596
| Kitchen Range Hoods | Undercabinet | Broan-NuTone LLC | Broan | BUEZ024WW | 24 | 0 |  | 3" X 10" | Vertical | HS | 0.1 | 140 | 8 | 47.9 | 2.9 | NO | N/A | N/A | N/A | N/A | N/A | 4507596
| Kitchen Range Hoods | Undercabinet | Broan-NuTone LLC | Broan | BUEZ030BL | 30 | 0 |  | 3" X 10" | Horizontal | HS | 0.1 | 150 | 6.5 | 47.8 | 3.1 | NO | N/A | N/A | N/A | N/A | N/A | 4507598
| Kitchen Range Hoods | Undercabinet | Broan-NuTone LLC | Broan | BUEZ030BL | 30 | 0 |  | 3" X 10" | Vertical | HS | 0.1 | 140 | 8 | 47.9 | 2.9 | NO | N/A | N/A | N/A | N/A | N/A | 4507598
| Kitchen Range Hoods | Undercabinet | Broan-NuTone LLC | Broan | BUEZ030WW | 30 | 0 |  | 3" X 10" | Horizontal | HS | 0.1 | 150 | 6.5 | 47.8 | 3.1 | NO | N/A | N/A | N/A | N/A | N/A | 4507597
| Kitchen Range Hoods | Undercabinet | Broan-NuTone LLC | Broan | BUEZ030WW | 30 | 0 |  | 3" X 10" | Vertical | HS | 0.1 | 140 | 8 | 47.9 | 2.9 | NO | N/A | N/A | N/A | N/A | N/A | 4507597
| Kitchen Range Hoods | Undercabinet | Broan-NuTone LLC | Broan | BUEZ036WW | 36 | 0 |  | 3" X 10" | Horizontal | HS | 0.1 | 150 | 6.5 | 47.8 | 3.1 | NO | N/A | N/A | N/A | N/A | N/A | 4507599
| Kitchen Range Hoods | Undercabinet | Broan-NuTone LLC | Broan | BUEZ036WW | 36 | 0 |  | 3" X 10" | Vertical | HS | 0.1 | 140 | 8 | 47.9 | 2.9 | NO | N/A | N/A | N/A | N/A | N/A | 4507599
| Kitchen Range Hoods | Undercabinet | Broan-NuTone LLC | Broan | BUEZ230WW | 30 | 0 |  | 7" | Vertical | WS | 0.049 | 130 | 3 | 29.1 | 4.4 | NO | N/A | N/A | N/A | N/A | N/A | 4507495
| Kitchen Range Hoods | Undercabinet | Broan-NuTone LLC | Broan | BUEZ230WW | 30 | 0 |  | 7" | Vertical | HS | 0.1 | 190 | 6 | 46.9 | 4.0 | NO | N/A | N/A | N/A | N/A | N/A | 4507495
| Kitchen Range Hoods | Undercabinet | Broan-NuTone LLC | Broan | BUF403BL | 30 | 0 |  | 7" | Vertical | WS | 0.055 | 140 | 3.5 | 31.1 | 4.5 | NO | N/A | N/A | N/A | N/A | N/A | 4507392
| Kitchen Range Hoods | Undercabinet | Broan-NuTone LLC | Broan | BUF403BL | 30 | 0 |  | 7" | Vertical | HS | 0.1 | 190 | 6.5 | 50.9 | 3.7 | NO | N/A | N/A | N/A | N/A | N/A | 4507392
| Kitchen Range Hoods | Undercabinet | Broan-NuTone LLC | Broan | BUF403BL | 30 | 0 |  | 3 1/4" X 10" | Vertical | WS | 0.054 | 110 | 4 | 31 | 3.5 | NO | N/A | N/A | N/A | N/A | N/A | 4507392
| Kitchen Range Hoods | Undercabinet | Broan-NuTone LLC | Broan | BUF403BL | 30 | 0 |  | 3 1/4" X 10" | Vertical | HS | 0.1 | 160 | 7.5 | 50.8 | 3.1 | NO | N/A | N/A | N/A | N/A | N/A | 4507392
| Kitchen Range Hoods | Undercabinet | Broan-NuTone LLC | Broan | BUF403BL | 30 | 0 |  | 3 1/4" X 10" | Horizontal | WS | 0.046 | 100 | 4.5 | 30.7 | 3.2 | NO | N/A | N/A | N/A | N/A | N/A | 4507392
| Kitchen Range Hoods | Undercabinet | Broan-NuTone LLC | Broan | BUF403BL | 30 | 0 |  | 3 1/4" X 10" | Horizontal | HS | 0.1 | 160 | 7 | 50.9 | 3.1 | NO | N/A | N/A | N/A | N/A | N/A | 4507392
| Kitchen Range Hoods | Undercabinet | Broan-NuTone LLC | Broan | BUF403SF | 30 | 0 |  | 3 1/4" X 10" | Horizontal | HS | 0.1 | 160 | 7 | 50.9 | 3.1 | NO | N/A | N/A | N/A | N/A | N/A | 4508213
| Kitchen Range Hoods | Undercabinet | Broan-NuTone LLC | Broan | BUF403SF | 30 | 0 |  | 3 1/4" X 10" | Horizontal | WS | 0.046 | 100 | 4.5 | 30.7 | 3.2 | NO | N/A | N/A | N/A | N/A | N/A | 4508213
| Kitchen Range Hoods | Undercabinet | Broan-NuTone LLC | Broan | BUF403SF | 30 | 0 |  | 3 1/4" X 10" | Vertical | HS | 0.1 | 160 | 7.5 | 50.8 | 3.1 | NO | N/A | N/A | N/A | N/A | N/A | 4508213
| Kitchen Range Hoods | Undercabinet | Broan-NuTone LLC | Broan | BUF403SF | 30 | 0 |  | 3 1/4" X 10" | Vertical | WS | 0.054 | 110 | 4 | 31 | 3.5 | NO | N/A | N/A | N/A | N/A | N/A | 4508213
| Kitchen Range Hoods | Undercabinet | Broan-NuTone LLC | Broan | BUF403SF | 30 | 0 |  | 7" | Vertical | HS | 0.1 | 190 | 6.5 | 50.9 | 3.7 | NO | N/A | N/A | N/A | N/A | N/A | 4508213
| Kitchen Range Hoods | Undercabinet | Broan-NuTone LLC | Broan | BUF403SF | 30 | 0 |  | 7" | Vertical | WS | 0.055 | 140 | 3.5 | 31.1 | 4.5 | NO | N/A | N/A | N/A | N/A | N/A | 4508213
| Kitchen Range Hoods | Undercabinet | Broan-NuTone LLC | Broan | BUF403SS | 30 | 0 |  | 7" | Vertical | WS | 0.055 | 140 | 3.5 | 31.1 | 4.5 | NO | N/A | N/A | N/A | N/A | N/A | 4507393
| Kitchen Range Hoods | Undercabinet | Broan-NuTone LLC | Broan | BUF403SS | 30 | 0 |  | 7" | Vertical | HS | 0.1 | 190 | 6.5 | 50.9 | 3.7 | NO | N/A | N/A | N/A | N/A | N/A | 4507393
| Kitchen Range Hoods | Undercabinet | Broan-NuTone LLC | Broan | BUF403SS | 30 | 0 |  | 3 1/4" X 10" | Vertical | WS | 0.054 | 110 | 4 | 31 | 3.5 | NO | N/A | N/A | N/A | N/A | N/A | 4507393
| Kitchen Range Hoods | Undercabinet | Broan-NuTone LLC | Broan | BUF403SS | 30 | 0 |  | 3 1/4" X 10" | Vertical | HS | 0.1 | 160 | 7.5 | 50.8 | 3.1 | NO | N/A | N/A | N/A | N/A | N/A | 4507393
| Kitchen Range Hoods | Undercabinet | Broan-NuTone LLC | Broan | BUF403SS | 30 | 0 |  | 3 1/4" X 10" | Horizontal | WS | 0.046 | 100 | 4.5 | 30.7 | 3.2 | NO | N/A | N/A | N/A | N/A | N/A | 4507393
| Kitchen Range Hoods | Undercabinet | Broan-NuTone LLC | Broan | BUF403SS | 30 | 0 |  | 3 1/4" X 10" | Horizontal | HS | 0.1 | 160 | 7 | 50.9 | 3.1 | NO | N/A | N/A | N/A | N/A | N/A | 4507393
| Kitchen Range Hoods | Undercabinet | Broan-NuTone LLC | Broan | BUF403WW | 30 | 0 |  | 7" | Vertical | WS | 0.055 | 140 | 3.5 | 31.1 | 4.5 | NO | N/A | N/A | N/A | N/A | N/A | 4507394
| Kitchen Range Hoods | Undercabinet | Broan-NuTone LLC | Broan | BUF403WW | 30 | 0 |  | 7" | Vertical | HS | 0.1 | 190 | 6.5 | 50.9 | 3.7 | NO | N/A | N/A | N/A | N/A | N/A | 4507394
| Kitchen Range Hoods | Undercabinet | Broan-NuTone LLC | Broan | BUF403WW | 30 | 0 |  | 3 1/4" X 10" | Vertical | WS | 0.054 | 110 | 4 | 31 | 3.5 | NO | N/A | N/A | N/A | N/A | N/A | 4507394
| Kitchen Range Hoods | Undercabinet | Broan-NuTone LLC | Broan | BUF403WW | 30 | 0 |  | 3 1/4" X 10" | Vertical | HS | 0.1 | 160 | 7.5 | 50.8 | 3.1 | NO | N/A | N/A | N/A | N/A | N/A | 4507394
| Kitchen Range Hoods | Undercabinet | Broan-NuTone LLC | Broan | BUF403WW | 30 | 0 |  | 3 1/4" X 10" | Horizontal | WS | 0.046 | 100 | 4.5 | 30.7 | 3.2 | NO | N/A | N/A | N/A | N/A | N/A | 4507394
| Kitchen Range Hoods | Undercabinet | Broan-NuTone LLC | Broan | BUF403WW | 30 | 0 |  | 3 1/4" X 10" | Horizontal | HS | 0.1 | 160 | 7 | 50.9 | 3.1 | NO | N/A | N/A | N/A | N/A | N/A | 4507394
| Bathroom Exhaust Fans |  | BV USA Enterprises, Inc. | BV | BV-BF-01-PLUS |  | 0 |  | 4" | Horizontal | HS | 0.1 | 90 | 0.8 | 25 | 3.6 | Yes | Yes | Yes | Yes | Yes | Yes | 1008325
| Bathroom Exhaust Fans |  | BV USA Enterprises, Inc. | BV | BV-BF-01-PLUS |  | 0 |  | 4" | Horizontal | HS | 0.25 | 78 |  | 20 |  | Yes | Yes | Yes | Yes | Yes | Yes | 1008325
| Bathroom Exhaust Fans |  | BV USA Enterprises, Inc. | BV | BV-BF-02-PLUS |  | 0 |  | 4" | Horizontal | HS | 0.1 | 110 | 1.2 | 28 | 3.9 | Yes | Yes | Yes | Yes | Yes | Yes | 1008369
| Bathroom Exhaust Fans |  | BV USA Enterprises, Inc. | BV | BV-BF-02-PLUS |  | 0 |  | 4" | Horizontal | HS | 0.25 | 94 |  | 23 |  | Yes | Yes | Yes | Yes | Yes | Yes | 1008369
| Bathroom Exhaust Fans |  | BV USA Enterprises, Inc. | BV | BV-BF-03 |  | 0 |  | 4" | Horizontal | HS | 0.1 | 150 | 2 | 47.6 |  | NO | No | No | Yes | No | Yes | 1005714
| Bathroom Exhaust Fans |  | BV USA Enterprises, Inc. | BV | BV-BF-03-PLUS |  | 0 |  | 6" | Horizontal | HS | 0.1 | 140 | 1 | 46 | 3.0 | NO | Yes | Yes | Yes | Yes | Yes | 1008294
| Bathroom Exhaust Fans |  | BV USA Enterprises, Inc. | BV | BV-BF-03-PLUS |  | 0 |  | 6" | Horizontal | HS | 0.25 | 120 |  | 39.4 | 3.0 | NO | Yes | Yes | Yes | Yes | Yes | 1008294
| Bathroom Exhaust Fans |  | BV USA Enterprises, Inc. | BV | BV-BF-03V |  | 0 |  | 4" | Horizontal | HS | 0.1 | 150 | 2 | 47.6 | 3.1 | NO | Yes | Yes | Yes | No | No | 1008304
| Bathroom Exhaust Fans |  | BV USA Enterprises, Inc. | BV | BV-BF-03V |  | 0 |  | 4" | Horizontal | HS | 0.25 | 132 |  | 46.2 |  | NO | Yes | Yes | Yes | No | No | 1008304
| Bathroom Exhaust Fans |  | BV USA Enterprises, Inc. | BV | BV-BF-03V-PLUS |  | 0 |  | 6" | Horizontal | HS | 0.1 | 140 | 1 | 41 | 3.4 | NO | Yes | Yes | Yes | Yes | Yes | 1008257
| Bathroom Exhaust Fans |  | BV USA Enterprises, Inc. | BV | BV-BF-03V-PLUS |  | 0 |  | 6" | Horizontal | HS | 0.25 | 120 |  | 39.4 | 3.0 | NO | Yes | Yes | Yes | Yes | Yes | 1008257
| Bathroom Exhaust Fans |  | BV USA Enterprises, Inc. | BV | BV-BF-04 |  | 0 |  | 6" | Horizontal | HS | 0.1 | 200 | 2 | 65.4 |  | NO | No | No | Yes | No | Yes | 1005989
| Bathroom Exhaust Fans |  | BV USA Enterprises, Inc. | BV | BV-BF-05 |  | 0 |  | 4" | Horizontal | HS | 0.25 | 71 |  | 18.6 |  | Yes | Yes | Yes | Yes | Yes | Yes | 1007924
| Bathroom Exhaust Fans |  | BV USA Enterprises, Inc. | BV | BV-BF-05 |  | 0 |  | 4" | Horizontal | HS | 0.1 | 90 | 0.8 | 23 | 3.9 | Yes | Yes | Yes | Yes | Yes | Yes | 1007924
| Bathroom Exhaust Fans |  | BV USA Enterprises, Inc. | BV | BV-BF-06 |  | 0 |  | 4" | Horizontal | HS | 0.25 | 90 |  | 25.3 |  | Yes | Yes | Yes | Yes | Yes | Yes | 1008590
| Bathroom Exhaust Fans |  | BV USA Enterprises, Inc. | BV | BV-BF-06 |  | 0 |  | 4" | Horizontal | HS | 0.1 | 110 | 2 | 28 |  | Yes | Yes | Yes | Yes | Yes | Yes | 1008590
| Other Room Exhaust Fans |  | BV USA Enterprises, Inc. | BV | BV-WF-01 |  | 0 |  | 6" | Direct | HS | 0.03 | 90 | 4 | 25 | 3.6 | NO | No | No | No | No | Yes | 5004314
| Other Room Exhaust Fans |  | BV USA Enterprises, Inc. | BV | BV-WF-01-LV |  | 0 |  | 6" | Direct | HS | 0.03 | 70 | 4 | 25 | 2.7 | NO | No | No | No | No | Yes | 5004315
| Bathroom Exhaust Fans |  | Royal Pacific LTD. | RP Lighting & Fans | BVF50 |  | 0 |  | 3" | Horizontal | HS | 0.1 | 50 | 4.5 | 42.9 |  | NO | No | No | Yes | No | Yes | 1008196
| Bathroom Exhaust Fans |  | Royal Pacific LTD. | RP Lighting & Fans | BVF50L |  | 0 |  | 4" | Horizontal | HS | 0.1 | 50 | 4.5 | 43.2 |  | NO | No | No | Yes | No | Yes | 1008007
| Bathroom Exhaust Fans |  | Royal Pacific LTD. | RP Lighting & Fans | BVF70 |  | 0 |  | 4" | Horizontal | HS | 0.1 | 70 | 5.5 | 61 |  | NO | No | No | Yes | No | Yes | 1008197
| Bathroom Exhaust Fans |  | Royal Pacific LTD. | RP Lighting & Fans | BVF70L |  | 0 |  | 4" | Horizontal | HS | 0.1 | 70 | 6 | 62.8 |  | NO | No | No | Yes | No | Yes | 1008009
| Kitchen Range Hoods |  | Broan-NuTone LLC | Broan | BW5030SSL | 30 | 0 |  | 6" | Vertical Exhaust | WS | 0.013 | 130 | 1.5 | 96.6 |  | NO | N/A | N/A | N/A | N/A | N/A | 4508396
| Kitchen Range Hoods |  | Broan-NuTone LLC | Broan | BW5030SSL | 30 | 0 |  | 6" | Vertical Exhaust | HS | 0.1 | 350 | 8.5 | 203 |  | NO | N/A | N/A | N/A | N/A | N/A | 4508396
| Kitchen Range Hoods |  | Broan-NuTone LLC | Broan | BW5030SSL | 30 | 0 |  | 6" | Vertical Exhaust | HS | 0.25 | 325 |  | 200 |  | NO | N/A | N/A | N/A | N/A | N/A | 4508396
| Kitchen Range Hoods | Chimney Hood | Broan-NuTone LLC | Broan (Canada) | BWP1244SS | 24 | 0 |  | 6" | Vertical | WS | 0.02 | 220 | 3 | 110 | 2.0 | NO | N/A | N/A | N/A | N/A | N/A | 4506493
| Kitchen Range Hoods | Chimney Hood | Broan-NuTone LLC | Broan (Canada) | BWP1244SS | 24 | 0 |  | 6" | Vertical | HS | 0.25 | 385 |  |  |  | NO | N/A | N/A | N/A | N/A | N/A | 4506493
| Kitchen Range Hoods | Chimney Hood | Broan-NuTone LLC | Broan (Canada) | BWP1244SS | 24 | 0 |  | 6" | Vertical | HS | 0.1 | 400 | 8.5 | 335 | 1.1 | NO | N/A | N/A | N/A | N/A | N/A | 4506493
| Kitchen Range Hoods | Chimney Hood | Broan-NuTone LLC | Broan (Canada) | BWP1304SS | 30 | 0 |  | 6" | Vertical | WS | 0.02 | 220 | 3 | 110 | 2.0 | NO | N/A | N/A | N/A | N/A | N/A | 4506494
| Kitchen Range Hoods | Chimney Hood | Broan-NuTone LLC | Broan (Canada) | BWP1304SS | 30 | 0 |  | 6" | Vertical | HS | 0.1 | 400 | 8.5 | 335 | 1.1 | NO | N/A | N/A | N/A | N/A | N/A | 4506494
| Kitchen Range Hoods | Chimney Hood | Broan-NuTone LLC | Broan (Canada) | BWP1304SS | 30 | 0 |  | 6" | Vertical | HS | 0.25 | 385 |  |  |  | NO | N/A | N/A | N/A | N/A | N/A | 4506494
| Kitchen Range Hoods | Chimney Hood | Broan-NuTone LLC | Broan (Canada) | BWP1364SS | 36 | 0 |  | 6" | Vertical | WS | 0.02 | 220 | 3 | 110 | 2.0 | NO | N/A | N/A | N/A | N/A | N/A | 4506495
| Kitchen Range Hoods | Chimney Hood | Broan-NuTone LLC | Broan (Canada) | BWP1364SS | 36 | 0 |  | 6" | Vertical | HS | 0.1 | 400 | 8.5 | 335 | 1.1 | NO | N/A | N/A | N/A | N/A | N/A | 4506495
| Kitchen Range Hoods | Chimney Hood | Broan-NuTone LLC | Broan (Canada) | BWP1364SS | 36 | 0 |  | 6" | Vertical | HS | 0.25 | 385 |  |  |  | NO | N/A | N/A | N/A | N/A | N/A | 4506495
| Kitchen Range Hoods | Chimney Hood | Broan-NuTone LLC | Broan (Canada) | BWS1304BLS | 30 | 0 |  | 6" | Vertical | WS | 0.027 | 240 | 3 | 129 | 1.8 | NO | N/A | N/A | N/A | N/A | N/A | 4506501
| Kitchen Range Hoods | Chimney Hood | Broan-NuTone LLC | Broan (Canada) | BWS1304BLS | 30 | 0 |  | 6" | Vertical | HS | 0.1 | 400 | 8.5 | 301 | 1.3 | NO | N/A | N/A | N/A | N/A | N/A | 4506501
| Kitchen Range Hoods | Chimney Hood | Broan-NuTone LLC | Broan (Canada) | BWS1304BLS | 30 | 0 |  | 6" | Vertical | HS | 0.25 | 385 |  |  |  | NO | N/A | N/A | N/A | N/A | N/A | 4506501
| Kitchen Range Hoods | Chimney Hood | Broan-NuTone LLC | Broan (Canada) | BWS1304SS | 30 | 0 |  | 6" | Vertical | WS | 0.027 | 240 | 3 | 129 | 1.8 | NO | N/A | N/A | N/A | N/A | N/A | 4506502
| Kitchen Range Hoods | Chimney Hood | Broan-NuTone LLC | Broan (Canada) | BWS1304SS | 30 | 0 |  | 6" | Vertical | HS | 0.1 | 400 | 8.5 | 301 | 1.3 | NO | N/A | N/A | N/A | N/A | N/A | 4506502
| Kitchen Range Hoods | Chimney Hood | Broan-NuTone LLC | Broan (Canada) | BWS1304SS | 30 | 0 |  | 6" | Vertical | HS | 0.25 | 385 |  |  |  | NO | N/A | N/A | N/A | N/A | N/A | 4506502
| Kitchen Range Hoods | Chimney Hood | Broan-NuTone LLC | Broan (Canada) | BWT1304SS | 30 | 0 |  | 6" | Vertical | WS | 0.027 | 240 | 3 | 129 | 1.8 | NO | N/A | N/A | N/A | N/A | N/A | 4506505
| Kitchen Range Hoods | Chimney Hood | Broan-NuTone LLC | Broan (Canada) | BWT1304SS | 30 | 0 |  | 6" | Vertical | HS | 0.1 | 400 | 8.5 | 301 | 1.3 | NO | N/A | N/A | N/A | N/A | N/A | 4506505
| Kitchen Range Hoods | Chimney Hood | Broan-NuTone LLC | Broan (Canada) | BWT1304SS | 30 | 0 |  | 6" | Vertical | HS | 0.25 | 385 |  |  |  | NO | N/A | N/A | N/A | N/A | N/A | 4506505
| Kitchen Range Hoods | Chimney Hood | Broan-NuTone LLC | Broan (Canada) | BWT1304SSB | 30 | 0 |  | 6" | Vertical | WS | 0.027 | 240 | 3 | 129 | 1.8 | NO | N/A | N/A | N/A | N/A | N/A | 4506506
| Kitchen Range Hoods | Chimney Hood | Broan-NuTone LLC | Broan (Canada) | BWT1304SSB | 30 | 0 |  | 6" | Vertical | HS | 0.1 | 400 | 8.5 | 301 | 1.3 | NO | N/A | N/A | N/A | N/A | N/A | 4506506
| Kitchen Range Hoods | Chimney Hood | Broan-NuTone LLC | Broan (Canada) | BWT1304SSB | 30 | 0 |  | 6" | Vertical | HS | 0.25 | 385 |  |  |  | NO | N/A | N/A | N/A | N/A | N/A | 4506506
| Kitchen Range Hoods |  | Broan-NuTone LLC | Broan | BXT130BL | 30 | 0 |  | 3 1/4" X 10" | Horizontal | HS | 0.1 | 170 | 7.5 | 60 | 2.8 | NO | N/A | N/A | N/A | N/A | N/A | 4506356
| Kitchen Range Hoods |  | Broan-NuTone LLC | Broan | BXT130BL | 30 | 0 |  | 3 1/4" X 10" | Vertical | WS | 0.023 | 100 | 2.5 | 24 | 4.1 | NO | N/A | N/A | N/A | N/A | N/A | 4506356
| Kitchen Range Hoods |  | Broan-NuTone LLC | Broan | BXT130BL | 30 | 0 |  | 3 1/4" X 10" | Vertical | HS | 0.1 | 200 | 7 | 58.5 | 3.4 | NO | N/A | N/A | N/A | N/A | N/A | 4506356
| Kitchen Range Hoods |  | Broan-NuTone LLC | Broan | BXT130BL | 30 | 0 |  | 7" | Vertical | WS | 0.033 | 150 | 2 | 23.8 | 6.3 | NO | N/A | N/A | N/A | N/A | N/A | 4506356
| Kitchen Range Hoods |  | Broan-NuTone LLC | Broan | BXT130BL | 30 | 0 |  | 7" | Vertical | HS | 0.1 | 250 | 7 | 55 | 4.5 | NO | N/A | N/A | N/A | N/A | N/A | 4506356
| Kitchen Range Hoods |  | Broan-NuTone LLC | Broan | BXT130BL | 30 | 0 |  | 3 1/4" X 10" | Horizontal | HS | 0.25 | 110 |  |  |  | NO | N/A | N/A | N/A | N/A | N/A | 4506356
| Kitchen Range Hoods |  | Broan-NuTone LLC | Broan | BXT130BL | 30 | 0 |  | 3 1/4" X 10" | Vertical | HS | 0.25 | 120 |  |  |  | NO | N/A | N/A | N/A | N/A | N/A | 4506356
| Kitchen Range Hoods |  | Broan-NuTone LLC | Broan | BXT130BL | 30 | 0 |  | 7" | Vertical | HS | 0.25 | 100 |  |  |  | NO | N/A | N/A | N/A | N/A | N/A | 4506356
| Kitchen Range Hoods | Undercabinet | Broan-NuTone LLC | Broan (Canada) | BXT130BLC | 30 | 0 |  | 7" | Vertical | WS | 0.033 | 150 | 2 | 23.8 | 6.3 | NO | N/A | N/A | N/A | N/A | N/A | 4507786
| Kitchen Range Hoods | Undercabinet | Broan-NuTone LLC | Broan (Canada) | BXT130BLC | 30 | 0 |  | 3 1/4" X 10" | Vertical | WS | 0.023 | 100 | 2.5 | 24 | 4.1 | NO | N/A | N/A | N/A | N/A | N/A | 4507786
| Kitchen Range Hoods | Undercabinet | Broan-NuTone LLC | Broan (Canada) | BXT130BLC | 30 | 0 |  | 7" | Vertical | HS | 0.1 | 250 | 7 | 55 | 4.5 | NO | N/A | N/A | N/A | N/A | N/A | 4507786
| Kitchen Range Hoods | Undercabinet | Broan-NuTone LLC | Broan (Canada) | BXT130BLC | 30 | 0 |  | 3 1/4" X 10" | Vertical | HS | 0.1 | 200 | 7 | 58.5 | 3.4 | NO | N/A | N/A | N/A | N/A | N/A | 4507786
| Kitchen Range Hoods | Undercabinet | Broan-NuTone LLC | Broan (Canada) | BXT130BLC | 30 | 0 |  | 3 1/4" X 10" | Horizontal | HS | 0.1 | 170 | 7.5 | 60 | 2.8 | NO | N/A | N/A | N/A | N/A | N/A | 4507786
| Kitchen Range Hoods | Undercabinet | Broan-NuTone LLC | Broan (Canada) | BXT130BLC | 30 | 0 |  | 7" | Vertical | HS | 0.25 | 100 |  |  |  | NO | N/A | N/A | N/A | N/A | N/A | 4507786
| Kitchen Range Hoods | Undercabinet | Broan-NuTone LLC | Broan (Canada) | BXT130BLC | 30 | 0 |  | 3 1/4" X 10" | Vertical | HS | 0.25 | 120 |  |  |  | NO | N/A | N/A | N/A | N/A | N/A | 4507786
| Kitchen Range Hoods | Undercabinet | Broan-NuTone LLC | Broan (Canada) | BXT130BLC | 30 | 0 |  | 3 1/4" X 10" | Horizontal | HS | 0.25 | 110 |  |  |  | NO | N/A | N/A | N/A | N/A | N/A | 4507786
| Kitchen Range Hoods |  | Broan-NuTone LLC | Broan | BXT130SS | 30 | 0 |  | 3 1/4" X 10" | Horizontal | HS | 0.1 | 170 | 7.5 | 60 | 2.8 | NO | N/A | N/A | N/A | N/A | N/A | 4506358
| Kitchen Range Hoods |  | Broan-NuTone LLC | Broan | BXT130SS | 30 | 0 |  | 3 1/4" X 10" | Vertical | WS | 0.023 | 100 | 2.5 | 24 | 4.1 | NO | N/A | N/A | N/A | N/A | N/A | 4506358
| Kitchen Range Hoods |  | Broan-NuTone LLC | Broan | BXT130SS | 30 | 0 |  | 3 1/4" X 10" | Vertical | HS | 0.1 | 200 | 7 | 58.5 | 3.4 | NO | N/A | N/A | N/A | N/A | N/A | 4506358
| Kitchen Range Hoods |  | Broan-NuTone LLC | Broan | BXT130SS | 30 | 0 |  | 7" | Vertical | WS | 0.033 | 150 | 2 | 23.8 | 6.3 | NO | N/A | N/A | N/A | N/A | N/A | 4506358
| Kitchen Range Hoods |  | Broan-NuTone LLC | Broan | BXT130SS | 30 | 0 |  | 7" | Vertical | HS | 0.1 | 250 | 7 | 55 | 4.5 | NO | N/A | N/A | N/A | N/A | N/A | 4506358
| Kitchen Range Hoods |  | Broan-NuTone LLC | Broan | BXT130SS | 30 | 0 |  | 3 1/4" X 10" | Horizontal | HS | 0.25 | 110 |  |  |  | NO | N/A | N/A | N/A | N/A | N/A | 4506358
| Kitchen Range Hoods |  | Broan-NuTone LLC | Broan | BXT130SS | 30 | 0 |  | 3 1/4" X 10" | Vertical | HS | 0.25 | 120 |  |  |  | NO | N/A | N/A | N/A | N/A | N/A | 4506358
| Kitchen Range Hoods |  | Broan-NuTone LLC | Broan | BXT130SS | 30 | 0 |  | 7" | Vertical | HS | 0.25 | 100 |  |  |  | NO | N/A | N/A | N/A | N/A | N/A | 4506358
| Kitchen Range Hoods | Undercabinet | Broan-NuTone LLC | Broan (Canada) | BXT130SSC | 30 | 0 |  | 7" | Vertical | WS | 0.033 | 150 | 2 | 23.8 | 6.3 | NO | N/A | N/A | N/A | N/A | N/A | 4507787
| Kitchen Range Hoods | Undercabinet | Broan-NuTone LLC | Broan (Canada) | BXT130SSC | 30 | 0 |  | 3 1/4" X 10" | Vertical | WS | 0.023 | 100 | 2.5 | 24 | 4.1 | NO | N/A | N/A | N/A | N/A | N/A | 4507787
| Kitchen Range Hoods | Undercabinet | Broan-NuTone LLC | Broan (Canada) | BXT130SSC | 30 | 0 |  | 7" | Vertical | HS | 0.1 | 250 | 7 | 55 | 4.5 | NO | N/A | N/A | N/A | N/A | N/A | 4507787
| Kitchen Range Hoods | Undercabinet | Broan-NuTone LLC | Broan (Canada) | BXT130SSC | 30 | 0 |  | 3 1/4" X 10" | Vertical | HS | 0.1 | 200 | 7 | 58.5 | 3.4 | NO | N/A | N/A | N/A | N/A | N/A | 4507787
| Kitchen Range Hoods | Undercabinet | Broan-NuTone LLC | Broan (Canada) | BXT130SSC | 30 | 0 |  | 3 1/4" X 10" | Horizontal | HS | 0.1 | 170 | 7.5 | 60 | 2.8 | NO | N/A | N/A | N/A | N/A | N/A | 4507787
| Kitchen Range Hoods | Undercabinet | Broan-NuTone LLC | Broan (Canada) | BXT130SSC | 30 | 0 |  | 7" | Vertical | HS | 0.25 | 100 |  |  |  | NO | N/A | N/A | N/A | N/A | N/A | 4507787
| Kitchen Range Hoods | Undercabinet | Broan-NuTone LLC | Broan (Canada) | BXT130SSC | 30 | 0 |  | 3 1/4" X 10" | Vertical | HS | 0.25 | 120 |  |  |  | NO | N/A | N/A | N/A | N/A | N/A | 4507787
| Kitchen Range Hoods | Undercabinet | Broan-NuTone LLC | Broan (Canada) | BXT130SSC | 30 | 0 |  | 3 1/4" X 10" | Horizontal | HS | 0.25 | 110 |  |  |  | NO | N/A | N/A | N/A | N/A | N/A | 4507787
| Kitchen Range Hoods |  | Broan-NuTone LLC | Broan | BXT130WW | 30 | 0 |  | 3 1/4" X 10" | Horizontal | HS | 0.1 | 170 | 7.5 | 60 | 2.8 | NO | N/A | N/A | N/A | N/A | N/A | 4506357
| Kitchen Range Hoods |  | Broan-NuTone LLC | Broan | BXT130WW | 30 | 0 |  | 3 1/4" X 10" | Vertical | WS | 0.023 | 100 | 2.5 | 24 | 4.1 | NO | N/A | N/A | N/A | N/A | N/A | 4506357
| Kitchen Range Hoods |  | Broan-NuTone LLC | Broan | BXT130WW | 30 | 0 |  | 3 1/4" X 10" | Vertical | HS | 0.1 | 200 | 7 | 58.5 | 3.4 | NO | N/A | N/A | N/A | N/A | N/A | 4506357
| Kitchen Range Hoods |  | Broan-NuTone LLC | Broan | BXT130WW | 30 | 0 |  | 7" | Vertical | WS | 0.033 | 150 | 2 | 23.8 | 6.3 | NO | N/A | N/A | N/A | N/A | N/A | 4506357
| Kitchen Range Hoods |  | Broan-NuTone LLC | Broan | BXT130WW | 30 | 0 |  | 7" | Vertical | HS | 0.1 | 250 | 7 | 55 | 4.5 | NO | N/A | N/A | N/A | N/A | N/A | 4506357
| Kitchen Range Hoods |  | Broan-NuTone LLC | Broan | BXT130WW | 30 | 0 |  | 3 1/4" X 10" | Horizontal | HS | 0.25 | 110 |  |  |  | NO | N/A | N/A | N/A | N/A | N/A | 4506357
| Kitchen Range Hoods |  | Broan-NuTone LLC | Broan | BXT130WW | 30 | 0 |  | 3 1/4" X 10" | Vertical | HS | 0.25 | 120 |  |  |  | NO | N/A | N/A | N/A | N/A | N/A | 4506357
| Kitchen Range Hoods |  | Broan-NuTone LLC | Broan | BXT130WW | 30 | 0 |  | 7" | Vertical | HS | 0.25 | 100 |  |  |  | NO | N/A | N/A | N/A | N/A | N/A | 4506357
| Kitchen Range Hoods | Undercabinet | Broan-NuTone LLC | Broan (Canada) | BXT130WWC | 30 | 0 |  | 7" | Vertical | WS | 0.033 | 150 | 2 | 23.8 | 6.3 | NO | N/A | N/A | N/A | N/A | N/A | 4507788
| Kitchen Range Hoods | Undercabinet | Broan-NuTone LLC | Broan (Canada) | BXT130WWC | 30 | 0 |  | 3 1/4" X 10" | Vertical | WS | 0.023 | 100 | 2.5 | 24 | 4.1 | NO | N/A | N/A | N/A | N/A | N/A | 4507788
| Kitchen Range Hoods | Undercabinet | Broan-NuTone LLC | Broan (Canada) | BXT130WWC | 30 | 0 |  | 7" | Vertical | HS | 0.1 | 250 | 7 | 55 | 4.5 | NO | N/A | N/A | N/A | N/A | N/A | 4507788
| Kitchen Range Hoods | Undercabinet | Broan-NuTone LLC | Broan (Canada) | BXT130WWC | 30 | 0 |  | 3 1/4" X 10" | Vertical | HS | 0.1 | 200 | 7 | 58.5 | 3.4 | NO | N/A | N/A | N/A | N/A | N/A | 4507788
| Kitchen Range Hoods | Undercabinet | Broan-NuTone LLC | Broan (Canada) | BXT130WWC | 30 | 0 |  | 3 1/4" X 10" | Horizontal | HS | 0.1 | 170 | 7.5 | 60 | 2.8 | NO | N/A | N/A | N/A | N/A | N/A | 4507788
| Kitchen Range Hoods | Undercabinet | Broan-NuTone LLC | Broan (Canada) | BXT130WWC | 30 | 0 |  | 7" | Vertical | HS | 0.25 | 100 |  |  |  | NO | N/A | N/A | N/A | N/A | N/A | 4507788
| Kitchen Range Hoods | Undercabinet | Broan-NuTone LLC | Broan (Canada) | BXT130WWC | 30 | 0 |  | 3 1/4" X 10" | Vertical | HS | 0.25 | 120 |  |  |  | NO | N/A | N/A | N/A | N/A | N/A | 4507788
| Kitchen Range Hoods | Undercabinet | Broan-NuTone LLC | Broan (Canada) | BXT130WWC | 30 | 0 |  | 3 1/4" X 10" | Horizontal | HS | 0.25 | 110 |  |  |  | NO | N/A | N/A | N/A | N/A | N/A | 4507788
| Bathroom Exhaust Fans |  | North America Range Hoods Inc. | Cyclone | C50DC |  | 0 |  | 3" | Horizontal | HS | 0.1 | 50 | 2 | 9 |  | NO | No | No | Yes | No | Yes | 1008040
| Bathroom Exhaust Fans |  | North America Range Hoods Inc. | Cyclone | C90 |  | 0 |  | 4" | Horizontal | HS | 0.1 | 90 | 2 | 37 |  | NO | No | No | Yes | No | Yes | 1007988
| Bathroom Exhaust Fans |  | Airwin Group HK Limited | Ciarra | CAEFL8 |  | 0 |  | 4" | Horizontal | HS | 0.25 | 89 |  |  |  | Yes | Yes | Yes | Yes | Yes | Yes | 1008305
| Bathroom Exhaust Fans |  | Airwin Group HK Limited | Ciarra | CAEFL8 |  | 0 |  | 4" | Horizontal | HS | 0.1 | 100 | 2 | 27 |  | Yes | Yes | Yes | Yes | Yes | Yes | 1008305
| Bathroom Exhaust Fans |  | Airwin Group HK Limited | Ciarra | CAEFL9 |  | 0 |  | 4" | Horizontal | HS | 0.25 | 89 |  |  |  | Yes | Yes | Yes | Yes | Yes | Yes | 1008306
| Bathroom Exhaust Fans |  | Airwin Group HK Limited | Ciarra | CAEFL9 |  | 0 |  | 4" | Horizontal | HS | 0.1 | 100 | 2 | 27 |  | Yes | Yes | Yes | Yes | Yes | Yes | 1008306
| Kitchen Range Hoods | Power Unit | Zephyr Corporation | Zephyr | CBI-600A | 30 | 0 |  | 6" | Vertical | WS | 0.015 | 200 | 2 | 157 | 1.2 | NO | N/A | N/A | N/A | N/A | N/A | 4507129
| Kitchen Range Hoods | Power Unit | Zephyr Corporation | Zephyr | CBI-600A | 30 | 0 |  | 6" | Vertical | HS | 0.25 | 510 |  | 348 | 1.4 | NO | N/A | N/A | N/A | N/A | N/A | 4507129
| Kitchen Range Hoods | Power Unit | Zephyr Corporation | Zephyr | CBI-600A | 30 | 0 |  | 6" | Vertical | HS | 0.1 | 530 | 11.5 | 352 | 1.5 | NO | N/A | N/A | N/A | N/A | N/A | 4507129
| Bathroom Exhaust Fans |  | North America Range Hoods Inc. | Cyclone | CBP100 |  | 0 |  | 4" | Horizontal | HS | 0.25 | 90 | 1.2 | 22.1 | 4.0 | Yes | Yes | Yes | Yes | Yes | Yes | 1006942
| Bathroom Exhaust Fans |  | North America Range Hoods Inc. | Cyclone | CBP100 |  | 0 |  | 4" | Horizontal | HS | 0.1 | 100 | 0.8 | 22.9 | 4.3 | Yes | Yes | Yes | Yes | Yes | Yes | 1006942
| Bathroom Exhaust Fans |  | North America Range Hoods Inc. | Cyclone | CBP50 |  | 0 |  | 4" | Horizontal | HS | 0.1 | 50 | 0.4 | 14.5 | 3.4 | Yes | Yes | Yes | Yes | Yes | Yes | 1006940
| Bathroom Exhaust Fans |  | North America Range Hoods Inc. | Cyclone | CBP50 |  | 0 |  | 4" | Horizontal | HS | 0.25 | 36 | 1.3 | 14 | 2.5 | Yes | Yes | Yes | Yes | Yes | Yes | 1006940
| Bathroom Exhaust Fans |  | North America Range Hoods Inc. | Cyclone | CBP80 |  | 0 |  | 4" | Horizontal | HS | 0.25 | 62 | 0.9 | 15.5 | 4.0 | Yes | Yes | Yes | Yes | Yes | Yes | 1006941
| Bathroom Exhaust Fans |  | North America Range Hoods Inc. | Cyclone | CBP80 |  | 0 |  | 4" | Horizontal | HS | 0.1 | 80 | <0.3 | 16.2 | 4.9 | Yes | Yes | Yes | Yes | Yes | Yes | 1006941
| Bathroom Exhaust Fans |  | North America Range Hoods Inc. | Cyclone | CBPD3S100 |  | 0 |  | 4" | Horizontal | HS | 0.1 | 100 | 0.9 | 8 | 12.5 | Yes | Yes | Yes | Yes | Yes | Yes | 1007982
| Bathroom Exhaust Fans |  | North America Range Hoods Inc. | Cyclone | CBPD3S100 |  | 0 |  | 4" | Horizontal | MS | 0.1 | 80 | 0.5 | 6 | 13.3 | Yes | Yes | Yes | Yes | Yes | Yes | 1007982
| Bathroom Exhaust Fans |  | North America Range Hoods Inc. | Cyclone | CBPD3S100 |  | 0 |  | 4" | Horizontal | LS | 0.1 | 50 | 0.3 | 4 | 12.5 | Yes | Yes | Yes | Yes | Yes | Yes | 1007982
| Bathroom Exhaust Fans |  | North America Range Hoods Inc. | Cyclone | CBPD3S100 |  | 0 |  | 4" | Horizontal | HS | 0.25 | 82 |  |  |  | Yes | Yes | Yes | Yes | Yes | Yes | 1007982
| Bathroom Exhaust Fans |  | North America Range Hoods Inc. | Cyclone | CBPD3S100 |  | 0 |  | 4" | Horizontal | MS | 0.25 | 63 |  |  |  | Yes | Yes | Yes | Yes | Yes | Yes | 1007982
| Bathroom Exhaust Fans |  | North America Range Hoods Inc. | Cyclone | CBPD3S100 |  | 0 |  | 4" | Horizontal | LS | 0.25 | 40 |  |  |  | Yes | Yes | Yes | Yes | Yes | Yes | 1007982
| Bathroom Exhaust Fans |  | North America Range Hoods Inc. | Cyclone | CBPD3S100H |  | 0 |  | 4" | Horizontal | HS | 0.25 | 82 |  |  |  | Yes | Yes | Yes | Yes | Yes | Yes | 1007997
| Bathroom Exhaust Fans |  | North America Range Hoods Inc. | Cyclone | CBPD3S100H |  | 0 |  | 4" | Horizontal | MS | 0.25 | 63 |  |  |  | Yes | Yes | Yes | Yes | Yes | Yes | 1007997
| Bathroom Exhaust Fans |  | North America Range Hoods Inc. | Cyclone | CBPD3S100H |  | 0 |  | 4" | Horizontal | LS | 0.25 | 40 |  |  |  | Yes | Yes | Yes | Yes | Yes | Yes | 1007997
| Bathroom Exhaust Fans |  | North America Range Hoods Inc. | Cyclone | CBPD3S100H |  | 0 |  | 4" | Horizontal | LS | 0.1 | 50 | 0.3 | 4 | 12.5 | Yes | Yes | Yes | Yes | Yes | Yes | 1007997
| Bathroom Exhaust Fans |  | North America Range Hoods Inc. | Cyclone | CBPD3S100H |  | 0 |  | 4" | Horizontal | MS | 0.1 | 80 | 0.5 | 6 | 13.3 | Yes | Yes | Yes | Yes | Yes | Yes | 1007997
| Bathroom Exhaust Fans |  | North America Range Hoods Inc. | Cyclone | CBPD3S100H |  | 0 |  | 4" | Horizontal | HS | 0.1 | 100 | 0.9 | 8 | 12.5 | Yes | Yes | Yes | Yes | Yes | Yes | 1007997
| Kitchen Range Hoods | Island Hood | Broan-NuTone LLC | Best | CC34IQSB | 30 | 0 |  | 8" Round | Horizontal | HS | 0.1 | 510 | 8 |  |  | NO | N/A | N/A | N/A | N/A | N/A | 4501936
| Kitchen Range Hoods | Island Hood | Broan-NuTone LLC | Best | CC34IQSB | 30 | 0 |  | 8" Round | Horizontal | WS | 0.004 | 100 | <0.3 |  |  | NO | N/A | N/A | N/A | N/A | N/A | 4501936
| Kitchen Range Hoods | Island Hood | Broan-NuTone LLC | Best | CC34IQSB | 30 | 0 |  | 8" | Horizontal | HS | 0.25 | 483 |  |  |  | NO | N/A | N/A | N/A | N/A | N/A | 4501936
| Kitchen Range Hoods | Insert/Power Pack | Broan-NuTone LLC | Best | CC65I28SB | 28 | 0 |  | 3 1/4" X 10" | Vertical Exhaust | HS | 0.1 | 570 | 11.5 | 355 | 1.6 | NO | N/A | N/A | N/A | N/A | N/A | 4505691
| Kitchen Range Hoods | Insert/Power Pack | Broan-NuTone LLC | Best | CC65I28SB | 28 | 0 |  | 3 1/4" X 10" | Vertical Exhaust | WS | 0.013 | 200 | 2 | 75 | 2.6 | NO | N/A | N/A | N/A | N/A | N/A | 4505691
| Kitchen Range Hoods | Insert/Power Pack | Broan-NuTone LLC | Best | CC65I28SB | 28 | 0 |  | 3 1/4" X 10" | Horizontal Exhaust | HS | 0.1 | 570 | 10.5 | 343 | 1.6 | NO | N/A | N/A | N/A | N/A | N/A | 4505691
| Kitchen Range Hoods | Insert/Power Pack | Broan-NuTone LLC | Best | CC65I28SB | 28 | 0 |  | 3 1/4" X 10" | Horizontal Exhaust | WS | 0.012 | 190 | 2 | 73.2 | 2.5 | NO | N/A | N/A | N/A | N/A | N/A | 4505691
| Kitchen Range Hoods | Insert/Power Pack | Broan-NuTone LLC | Best | CC65I28SB | 28 | 0 |  | 3 1/4" X 10" | Vertical | HS | 0.25 | 559 |  |  |  | NO | N/A | N/A | N/A | N/A | N/A | 4505691
| Kitchen Range Hoods | Insert/Power Pack | Broan-NuTone LLC | Best | CC65I28SB | 28 | 0 |  | 3 1/4" X 10" | Horizontal | HS | 0.25 | 553 |  |  |  | NO | N/A | N/A | N/A | N/A | N/A | 4505691
<font color=red>New</font> | Bathroom Exhaust Fans |  | North America Range Hoods Inc. | Cyclone | CE50 |  | 0 |  | 3" | Horizontal | HS | 0.25 | 35 |  |  |  | Yes | Yes | Yes | Yes | Yes | Yes | 1008770
<font color=red>New</font> | Bathroom Exhaust Fans |  | North America Range Hoods Inc. | Cyclone | CE50 |  | 0 |  | 3" | Horizontal | HS | 0.1 | 50 | 2 | 17 |  | Yes | Yes | Yes | Yes | Yes | Yes | 1008770
| Bathroom Exhaust Fans |  | Canarm Ltd. | Canarm | CEP110 |  | 0 |  | 6" | Horizontal | HS | 0.1 | 110 | 0.9 | 30.8 |  | Yes | Yes | Yes | Yes | Yes | Yes | 1008611
| Bathroom Exhaust Fans |  | Canarm Ltd. | Canarm | CEP110 |  | 0 |  | 6" | Horizontal | HS | 0.25 | 86 |  |  |  | Yes | Yes | Yes | Yes | Yes | Yes | 1008611
| Bathroom Exhaust Fans |  | Canarm Ltd. | Canarm | CEP80 |  | 0 |  | 6" | Horizontal | HS | 0.1 | 80 | 0.7 | 24 |  | Yes | Yes | Yes | Yes | Yes | Yes | 1008610
| Bathroom Exhaust Fans |  | Canarm Ltd. | Canarm | CEP80 |  | 0 |  | 6" | Horizontal | HS | 0.25 | 69 |  |  |  | Yes | Yes | Yes | Yes | Yes | Yes | 1008610
| Bathroom Exhaust Fans |  | Reversomatic Manufacturing Ltd. | Reversomatic | CF-170E |  | 0 |  | 5" | Horizontal Exhaust | HS | 0.1 | 150 | 1.5 | 37.9 | 3.9 | NO | Yes | Yes | Yes | Yes | Yes | 1007286
| Bathroom Exhaust Fans |  | Reversomatic Manufacturing Ltd. | Reversomatic | CF-170E |  | 0 |  | 5" | Horizontal Exhaust | HS | 0.25 | 125 |  | 32.8 | 3.8 | NO | Yes | Yes | Yes | Yes | Yes | 1007286
| Other Room Exhaust Fans |  | Reversomatic Manufacturing Ltd. | Reversomatic | CF-170ES |  | 0 |  | 5" | Horizontal Exhaust | HS | 0.1 | 120 | 2 | 48.1 | 2.4 | NO | No | No | No | No | No | 5004284
| Bathroom Exhaust Fans |  | Cleanlife Energy LLC | CLEANLIFE | CL-48-DVF080-WH-01 |  | 0 |  | 4" | Horizontal Exhaust | 80 CFM | 0.1 | 80 | 1 | 7 | 11.4 | NO | No | No | Yes | No | Yes | 1008722
| Kitchen Range Hoods |  | Broan-NuTone LLC | Broan | CLDA130BLS | 30 | 0 |  | 3 1/4" X 10" | Horizontal | WS | 0.029 | 110 | 1.5 | 25.8 | 4.2 | NO | N/A | N/A | N/A | N/A | N/A | 4506874
| Kitchen Range Hoods |  | Broan-NuTone LLC | Broan | CLDA130BLS | 30 | 0 |  | 3 1/4" X 10" | Horizontal | HS | 0.1 | 210 | 5 | 50.6 | 4.1 | NO | N/A | N/A | N/A | N/A | N/A | 4506874
| Kitchen Range Hoods |  | Broan-NuTone LLC | Broan | CLDA130BLS | 30 | 0 |  | 3 1/4" X 10" | Vertical | WS | 0.034 | 130 | 1.5 | 25.8 | 5.0 | NO | N/A | N/A | N/A | N/A | N/A | 4506874
| Kitchen Range Hoods |  | Broan-NuTone LLC | Broan | CLDA130BLS | 30 | 0 |  | 3 1/4" X 10" | Vertical | HS | 0.1 | 220 | 5 | 50.4 | 4.3 | NO | N/A | N/A | N/A | N/A | N/A | 4506874
| Kitchen Range Hoods |  | Broan-NuTone LLC | Broan | CLDA130BLS | 30 | 0 |  | 7" | Vertical | WS | 0.035 | 140 | 1.5 | 25.8 | 5.4 | NO | N/A | N/A | N/A | N/A | N/A | 4506874
| Kitchen Range Hoods |  | Broan-NuTone LLC | Broan | CLDA130BLS | 30 | 0 |  | 7" | Vertical | HS | 0.1 | 240 | 5 | 49.9 | 4.8 | NO | N/A | N/A | N/A | N/A | N/A | 4506874
| Kitchen Range Hoods |  | Broan-NuTone LLC | Broan | CLDA130BLS | 30 | 0 |  | 3 1/4" X 10" | Horizontal | HS | 0.25 | 115 |  |  |  | NO | N/A | N/A | N/A | N/A | N/A | 4506874
| Kitchen Range Hoods |  | Broan-NuTone LLC | Broan | CLDA130BLS | 30 | 0 |  | 3 1/4" X 10" | Vertical | HS | 0.25 | 125 |  |  |  | NO | N/A | N/A | N/A | N/A | N/A | 4506874
| Kitchen Range Hoods |  | Broan-NuTone LLC | Broan | CLDA130BLS | 30 | 0 |  | 7" | Vertical | HS | 0.25 | 100 |  |  |  | NO | N/A | N/A | N/A | N/A | N/A | 4506874
| Kitchen Range Hoods |  | Broan-NuTone LLC | Broan | CLDA130SS | 30 | 0 |  | 3 1/4" X 10" | Horizontal | WS | 0.029 | 110 | 1.5 | 25.8 | 4.2 | NO | N/A | N/A | N/A | N/A | N/A | 4506875
| Kitchen Range Hoods |  | Broan-NuTone LLC | Broan | CLDA130SS | 30 | 0 |  | 3 1/4" X 10" | Horizontal | HS | 0.1 | 210 | 5 | 50.6 | 4.1 | NO | N/A | N/A | N/A | N/A | N/A | 4506875
| Kitchen Range Hoods |  | Broan-NuTone LLC | Broan | CLDA130SS | 30 | 0 |  | 3 1/4" X 10" | Vertical | WS | 0.034 | 130 | 1.5 | 25.8 | 5.0 | NO | N/A | N/A | N/A | N/A | N/A | 4506875
| Kitchen Range Hoods |  | Broan-NuTone LLC | Broan | CLDA130SS | 30 | 0 |  | 3 1/4" X 10" | Vertical | HS | 0.1 | 220 | 5 | 50.4 | 4.3 | NO | N/A | N/A | N/A | N/A | N/A | 4506875
| Kitchen Range Hoods |  | Broan-NuTone LLC | Broan | CLDA130SS | 30 | 0 |  | 7" | Vertical | WS | 0.035 | 140 | 1.5 | 25.8 | 5.4 | NO | N/A | N/A | N/A | N/A | N/A | 4506875
| Kitchen Range Hoods |  | Broan-NuTone LLC | Broan | CLDA130SS | 30 | 0 |  | 7" | Vertical | HS | 0.1 | 240 | 5 | 49.9 | 4.8 | NO | N/A | N/A | N/A | N/A | N/A | 4506875
| Kitchen Range Hoods |  | Broan-NuTone LLC | Broan | CLDA130SS | 30 | 0 |  | 3 1/4" X 10" | Horizontal | HS | 0.25 | 115 |  |  |  | NO | N/A | N/A | N/A | N/A | N/A | 4506875
| Kitchen Range Hoods |  | Broan-NuTone LLC | Broan | CLDA130SS | 30 | 0 |  | 3 1/4" X 10" | Vertical | HS | 0.25 | 125 |  |  |  | NO | N/A | N/A | N/A | N/A | N/A | 4506875
| Kitchen Range Hoods |  | Broan-NuTone LLC | Broan | CLDA130SS | 30 | 0 |  | 7" | Vertical | HS | 0.25 | 100 |  |  |  | NO | N/A | N/A | N/A | N/A | N/A | 4506875
| Kitchen Range Hoods |  | Broan-NuTone LLC | Broan | CLDA130WW | 30 | 0 |  | 3 1/4" X 10" | Horizontal | WS | 0.029 | 110 | 1.5 | 25.8 | 4.2 | NO | N/A | N/A | N/A | N/A | N/A | 4506876
| Kitchen Range Hoods |  | Broan-NuTone LLC | Broan | CLDA130WW | 30 | 0 |  | 3 1/4" X 10" | Horizontal | HS | 0.1 | 210 | 5 | 50.6 | 4.1 | NO | N/A | N/A | N/A | N/A | N/A | 4506876
| Kitchen Range Hoods |  | Broan-NuTone LLC | Broan | CLDA130WW | 30 | 0 |  | 3 1/4" X 10" | Vertical | WS | 0.034 | 130 | 1.5 | 25.8 | 5.0 | NO | N/A | N/A | N/A | N/A | N/A | 4506876
| Kitchen Range Hoods |  | Broan-NuTone LLC | Broan | CLDA130WW | 30 | 0 |  | 3 1/4" X 10" | Vertical | HS | 0.1 | 220 | 5 | 50.4 | 4.3 | NO | N/A | N/A | N/A | N/A | N/A | 4506876
| Kitchen Range Hoods |  | Broan-NuTone LLC | Broan | CLDA130WW | 30 | 0 |  | 7" | Vertical | WS | 0.035 | 140 | 1.5 | 25.8 | 5.4 | NO | N/A | N/A | N/A | N/A | N/A | 4506876
| Kitchen Range Hoods |  | Broan-NuTone LLC | Broan | CLDA130WW | 30 | 0 |  | 7" | Vertical | HS | 0.1 | 240 | 5 | 49.9 | 4.8 | NO | N/A | N/A | N/A | N/A | N/A | 4506876
| Kitchen Range Hoods |  | Broan-NuTone LLC | Broan | CLDA130WW | 30 | 0 |  | 3 1/4" X 10" | Horizontal | HS | 0.25 | 115 |  |  |  | NO | N/A | N/A | N/A | N/A | N/A | 4506876
| Kitchen Range Hoods |  | Broan-NuTone LLC | Broan | CLDA130WW | 30 | 0 |  | 3 1/4" X 10" | Vertical | HS | 0.25 | 125 |  |  |  | NO | N/A | N/A | N/A | N/A | N/A | 4506876
| Kitchen Range Hoods |  | Broan-NuTone LLC | Broan | CLDA130WW | 30 | 0 |  | 7" | Vertical | HS | 0.25 | 100 |  |  |  | NO | N/A | N/A | N/A | N/A | N/A | 4506876
| Kitchen Range Hoods | Undercabinet | Broan-NuTone LLC | Broan | CLDH130SS | 30 | 0 |  | 7" | Vertical | HS | 0.1 | 380 | 5.5 | 129 | 2.9 | NO | N/A | N/A | N/A | N/A | N/A | 4507922
| Kitchen Range Hoods | Undercabinet | Broan-NuTone LLC | Broan | CLDH130SS | 30 | 0 |  | 7" | Vertical | WS | 0.016 | 150 | 0.4 | 34.7 | 4.3 | NO | N/A | N/A | N/A | N/A | N/A | 4507922
| Kitchen Range Hoods | Undercabinet | Broan-NuTone LLC | Broan | CLDH130SS | 30 | 0 |  | 3 1/4" X 10" | Vertical | HS | 0.1 | 360 | 6 | 130 | 2.7 | NO | N/A | N/A | N/A | N/A | N/A | 4507922
| Kitchen Range Hoods | Undercabinet | Broan-NuTone LLC | Broan | CLDH130SS | 30 | 0 |  | 3 1/4" X 10" | Vertical | WS | 0.016 | 140 | 0.4 | 34.8 | 4.0 | NO | N/A | N/A | N/A | N/A | N/A | 4507922
| Kitchen Range Hoods | Undercabinet | Broan-NuTone LLC | Broan | CLDH130SS | 30 | 0 |  | 3 1/4" X 10" | Horizontal | HS | 0.1 | 400 | 5.5 | 131 | 3.0 | NO | N/A | N/A | N/A | N/A | N/A | 4507922
| Kitchen Range Hoods | Undercabinet | Broan-NuTone LLC | Broan | CLDH130SS | 30 | 0 |  | 3 1/4" X 10" | Horizontal | WS | 0.015 | 150 | 0.4 | 34.8 | 4.3 | NO | N/A | N/A | N/A | N/A | N/A | 4507922
| Kitchen Range Hoods | Undercabinet | Broan-NuTone LLC | Broan | CLDH130SS | 30 | 0 |  | 7" | Vertical | HS | 0.25 | 320 |  |  |  | NO | N/A | N/A | N/A | N/A | N/A | 4507922
| Kitchen Range Hoods | Undercabinet | Broan-NuTone LLC | Broan | CLDH130SS | 30 | 0 |  | 3 1/4" X 10" | Vertical | HS | 0.25 | 310 |  |  |  | NO | N/A | N/A | N/A | N/A | N/A | 4507922
| Kitchen Range Hoods | Undercabinet | Broan-NuTone LLC | Broan | CLDH130SS | 30 | 0 |  | 3 1/4" X 10" | Horizontal | HS | 0.25 | 340 |  |  |  | NO | N/A | N/A | N/A | N/A | N/A | 4507922
| Kitchen Range Hoods |  | Broan-NuTone LLC | Broan | CLSC230BL | 30 | 0 |  | 3 1/4" X 10" | Horizontal | WS | 0.021 | 110 | 1.5 | 28.1 | 3.9 | NO | N/A | N/A | N/A | N/A | N/A | 4506527
| Kitchen Range Hoods |  | Broan-NuTone LLC | Broan | CLSC230BL | 30 | 0 |  | 3 1/4" X 10" | Horizontal | HS | 0.1 | 240 | 6 | 60.3 | 3.9 | NO | N/A | N/A | N/A | N/A | N/A | 4506527
| Kitchen Range Hoods |  | Broan-NuTone LLC | Broan | CLSC230BL | 30 | 0 |  | 3 1/4" X 10" | Vertical | WS | 0.029 | 130 | 1.5 | 28 | 4.6 | NO | N/A | N/A | N/A | N/A | N/A | 4506527
| Kitchen Range Hoods |  | Broan-NuTone LLC | Broan | CLSC230BL | 30 | 0 |  | 3 1/4" X 10" | Vertical | HS | 0.1 | 250 | 5.5 | 59.3 | 4.2 | NO | N/A | N/A | N/A | N/A | N/A | 4506527
| Kitchen Range Hoods |  | Broan-NuTone LLC | Broan | CLSC230BL | 30 | 0 |  | 7" | Vertical | WS | 0.028 | 140 | 1.5 | 28 | 5.0 | NO | N/A | N/A | N/A | N/A | N/A | 4506527
| Kitchen Range Hoods |  | Broan-NuTone LLC | Broan | CLSC230BL | 30 | 0 |  | 7" | Vertical | HS | 0.1 | 280 | 5.5 | 59 | 4.7 | NO | N/A | N/A | N/A | N/A | N/A | 4506527
| Kitchen Range Hoods |  | Broan-NuTone LLC | Broan | CLSC230BL | 30 | 0 |  | 7" | Vertical | HS | 0.25 | 150 |  |  |  | NO | N/A | N/A | N/A | N/A | N/A | 4506527
| Kitchen Range Hoods |  | Broan-NuTone LLC | Broan | CLSC230BL | 30 | 0 |  | 3 1/4" X 10" | Horizontal | HS | 0.25 | 160 |  |  |  | NO | N/A | N/A | N/A | N/A | N/A | 4506527
| Kitchen Range Hoods |  | Broan-NuTone LLC | Broan | CLSC230BL | 30 | 0 |  | 3 1/4" X 10" | Vertical | HS | 0.25 | 160 |  |  |  | NO | N/A | N/A | N/A | N/A | N/A | 4506527
| Kitchen Range Hoods |  | Broan-NuTone LLC | Broan | CLSC230WW | 30 | 0 |  | 3 1/4" X 10" | Horizontal | WS | 0.021 | 110 | 1.5 | 28.1 | 3.9 | NO | N/A | N/A | N/A | N/A | N/A | 4506529
| Kitchen Range Hoods |  | Broan-NuTone LLC | Broan | CLSC230WW | 30 | 0 |  | 3 1/4" X 10" | Horizontal | HS | 0.1 | 240 | 6 | 60.3 | 3.9 | NO | N/A | N/A | N/A | N/A | N/A | 4506529
| Kitchen Range Hoods |  | Broan-NuTone LLC | Broan | CLSC230WW | 30 | 0 |  | 3 1/4" X 10" | Vertical | WS | 0.029 | 130 | 1.5 | 28 | 4.6 | NO | N/A | N/A | N/A | N/A | N/A | 4506529
| Kitchen Range Hoods |  | Broan-NuTone LLC | Broan | CLSC230WW | 30 | 0 |  | 3 1/4" X 10" | Vertical | HS | 0.1 | 250 | 5.5 | 59.3 | 4.2 | NO | N/A | N/A | N/A | N/A | N/A | 4506529
| Kitchen Range Hoods |  | Broan-NuTone LLC | Broan | CLSC230WW | 30 | 0 |  | 7" | Vertical | WS | 0.028 | 140 | 1.5 | 28 | 5.0 | NO | N/A | N/A | N/A | N/A | N/A | 4506529
| Kitchen Range Hoods |  | Broan-NuTone LLC | Broan | CLSC230WW | 30 | 0 |  | 7" | Vertical | HS | 0.1 | 280 | 5.5 | 59 | 4.7 | NO | N/A | N/A | N/A | N/A | N/A | 4506529
| Kitchen Range Hoods |  | Broan-NuTone LLC | Broan | CLSC230WW | 30 | 0 |  | 3 1/4" X 10" | Horizontal | HS | 0.25 | 160 |  |  |  | NO | N/A | N/A | N/A | N/A | N/A | 4506529
| Kitchen Range Hoods |  | Broan-NuTone LLC | Broan | CLSC230WW | 30 | 0 |  | 3 1/4" X 10" | Vertical | HS | 0.25 | 160 |  |  |  | NO | N/A | N/A | N/A | N/A | N/A | 4506529
| Kitchen Range Hoods |  | Broan-NuTone LLC | Broan | CLSC230WW | 30 | 0 |  | 7" | Vertical | HS | 0.25 | 150 |  |  |  | NO | N/A | N/A | N/A | N/A | N/A | 4506529
| Kitchen Range Hoods | Microwave | Menard, Inc. | Criterion | CMH17M1B | 30 | 0 |  | 3 1/4" X 10" | Horizontal | WS | 0.019 | 110 | 2 |  |  | NO | N/A | N/A | N/A | N/A | N/A | 4508405
| Kitchen Range Hoods | Microwave | Menard, Inc. | Criterion | CMH17M1B | 30 | 0 |  | 3 1/4" X 10" | Vertical | WS | 0.029 | 130 | 2 |  |  | NO | N/A | N/A | N/A | N/A | N/A | 4508405
| Kitchen Range Hoods | Microwave | Menard, Inc. | Criterion | CMH17M1B | 30 | 0 |  | 3 1/4" X 10" | Vertical | HS | 0.1 | 250 | 6 |  |  | NO | N/A | N/A | N/A | N/A | N/A | 4508405
| Kitchen Range Hoods | Microwave | Menard, Inc. | Criterion | CMH17M1B | 30 | 0 |  | 3 1/4" X 10" | Horizontal | HS | 0.1 | 240 | 7.5 |  |  | NO | N/A | N/A | N/A | N/A | N/A | 4508405
| Kitchen Range Hoods | Microwave | Menard, Inc. | Criterion | CMH17M1S | 30 | 0 |  | 3 1/4" X 10" | Horizontal | WS | 0.019 | 110 | 2 |  |  | NO | N/A | N/A | N/A | N/A | N/A | 4508403
| Kitchen Range Hoods | Microwave | Menard, Inc. | Criterion | CMH17M1S | 30 | 0 |  | 3 1/4" X 10" | Vertical | WS | 0.029 | 130 | 2 |  |  | NO | N/A | N/A | N/A | N/A | N/A | 4508403
| Kitchen Range Hoods | Microwave | Menard, Inc. | Criterion | CMH17M1S | 30 | 0 |  | 3 1/4" X 10" | Vertical | HS | 0.1 | 250 | 6 |  |  | NO | N/A | N/A | N/A | N/A | N/A | 4508403
| Kitchen Range Hoods | Microwave | Menard, Inc. | Criterion | CMH17M1S | 30 | 0 |  | 3 1/4" X 10" | Horizontal | HS | 0.1 | 240 | 7.5 |  |  | NO | N/A | N/A | N/A | N/A | N/A | 4508403
| Kitchen Range Hoods | Microwave | Menard, Inc. | Criterion | CMH17M1W | 30 | 0 |  | 3 1/4" X 10" | Horizontal | WS | 0.019 | 110 | 2 |  |  | NO | N/A | N/A | N/A | N/A | N/A | 4508404
| Kitchen Range Hoods | Microwave | Menard, Inc. | Criterion | CMH17M1W | 30 | 0 |  | 3 1/4" X 10" | Vertical | WS | 0.029 | 130 | 2 |  |  | NO | N/A | N/A | N/A | N/A | N/A | 4508404
| Kitchen Range Hoods | Microwave | Menard, Inc. | Criterion | CMH17M1W | 30 | 0 |  | 3 1/4" X 10" | Vertical | HS | 0.1 | 250 | 6 |  |  | NO | N/A | N/A | N/A | N/A | N/A | 4508404
| Kitchen Range Hoods | Microwave | Menard, Inc. | Criterion | CMH17M1W | 30 | 0 |  | 3 1/4" X 10" | Horizontal | HS | 0.1 | 240 | 7.5 |  |  | NO | N/A | N/A | N/A | N/A | N/A | 4508404
| Bathroom Exhaust Fans |  | Canarm Ltd. | Canarm | CNP100 |  | 0 |  | 4" | Horizontal | HS | 0.25 | 90 | 1.2 | 22.1 |  | Yes | Yes | Yes | Yes | Yes | Yes | 1008609
| Bathroom Exhaust Fans |  | Canarm Ltd. | Canarm | CNP100 |  | 0 |  | 4" | Horizontal | HS | 0.1 | 100 | 0.8 | 22.9 |  | Yes | Yes | Yes | Yes | Yes | Yes | 1008609
| Bathroom Exhaust Fans |  | Canarm Ltd. | Canarm | CNP80 |  | 0 |  | 4" | Horizontal | HS | 0.1 | 80 | 0.7 | 17 |  | Yes | Yes | Yes | Yes | Yes | Yes | 1008608
| Bathroom Exhaust Fans |  | Canarm Ltd. | Canarm | CNP80 |  | 0 |  | 4" | Horizontal | HS | 0.25 | 62 |  |  |  | Yes | Yes | Yes | Yes | Yes | Yes | 1008608
| Kitchen Range Hoods | Microwave | Cosmo Products, LLC | Cosmo | COS-2413ORM1SS | 24 | 0 |  | 3 1/4" x 10" | Horizontal | WS | 0.028 | 100 | 2 |  |  | NO | N/A | N/A | N/A | N/A | N/A | 4505959
| Kitchen Range Hoods | Microwave | Cosmo Products, LLC | Cosmo | COS-2413ORM1SS | 24 | 0 |  | 3 1/4" x 10" | Vertical | WS | 0.028 | 110 | 1.5 |  |  | NO | N/A | N/A | N/A | N/A | N/A | 4505959
| Kitchen Range Hoods | Microwave | Cosmo Products, LLC | Cosmo | COS-2413ORM1SS | 24 | 0 |  | 3 1/4" x 10" | Horizontal | HS | 0.1 | 210 | 6.5 |  |  | NO | N/A | N/A | N/A | N/A | N/A | 4505959
| Kitchen Range Hoods | Microwave | Cosmo Products, LLC | Cosmo | COS-2413ORM1SS | 24 | 0 |  | 3 1/4" x 10" | Vertical | HS | 0.1 | 220 | 6.5 |  |  | NO | N/A | N/A | N/A | N/A | N/A | 4505959
| Kitchen Range Hoods | Microwave | Cosmo Products, LLC | Cosmo | COS-3016ORM1SS | 30 | 0 |  | 3 1/4" x 10" | Vertical | WS | 0.016 | 90 | 2 |  |  | NO | N/A | N/A | N/A | N/A | N/A | 4507325
| Kitchen Range Hoods | Microwave | Cosmo Products, LLC | Cosmo | COS-3016ORM1SS | 30 | 0 |  | 3 1/4" X 10" | Vertical | HS | 0.1 | 240 | 6.5 |  |  | NO | N/A | N/A | N/A | N/A | N/A | 4507325
| Kitchen Range Hoods | Microwave | Cosmo Products, LLC | Cosmo | COS-3016ORM1SS | 30 | 0 |  | 3 1/4" X 10" | Horizontal | WS | 0.029 | 90 | 2 |  |  | NO | N/A | N/A | N/A | N/A | N/A | 4507325
| Kitchen Range Hoods | Microwave | Cosmo Products, LLC | Cosmo | COS-3016ORM1SS | 30 | 0 |  | 3 1/4" X 10" | Horizontal | HS | 0.1 | 240 | 7 |  |  | NO | N/A | N/A | N/A | N/A | N/A | 4507325
| Kitchen Range Hoods | Microwave | Cosmo Products, LLC | Cosmo | COS-3019ORM2SS | 30 | 0 |  | 3 1/4" x 10" | Vertical | WS | 0.016 | 90 | 2 |  |  | NO | N/A | N/A | N/A | N/A | N/A | 4507326
| Kitchen Range Hoods | Microwave | Cosmo Products, LLC | Cosmo | COS-3019ORM2SS | 30 | 0 |  | 3 1/4" X 10" | Vertical | HS | 0.1 | 240 | 6.5 |  |  | NO | N/A | N/A | N/A | N/A | N/A | 4507326
| Kitchen Range Hoods | Microwave | Cosmo Products, LLC | Cosmo | COS-3019ORM2SS | 30 | 0 |  | 3 1/4" X 10" | Horizontal | WS | 0.029 | 90 | 2 |  |  | NO | N/A | N/A | N/A | N/A | N/A | 4507326
| Kitchen Range Hoods | Microwave | Cosmo Products, LLC | Cosmo | COS-3019ORM2SS | 30 | 0 |  | 3 1/4" X 10" | Horizontal | HS | 0.1 | 240 | 7 |  |  | NO | N/A | N/A | N/A | N/A | N/A | 4507326
| Kitchen Range Hoods | Insert/Power Pack | Broan-NuTone LLC | Best | CP34I309SB | 30 | 0 |  | 8" | Vertical | HS | 0.1 | 290 | 12 | 317 | 0.9 | NO | N/A | N/A | N/A | N/A | N/A | 4507569
| Kitchen Range Hoods | Insert/Power Pack | Broan-NuTone LLC | Best | CP34I309SB | 30 | 0 |  | 8" | Vertical | HS | 0.25 | 280 |  |  |  | NO | N/A | N/A | N/A | N/A | N/A | 4507569
| Kitchen Range Hoods | Insert/Power Pack | Broan-NuTone LLC | Best | CP34I309SB | 30 | 0 |  | 8" | Vertical | WS | 0.018 | 120 | 3 | 103 | 1.1 | NO | N/A | N/A | N/A | N/A | N/A | 4507569
| Kitchen Range Hoods | Insert/Power Pack | Broan-NuTone LLC | Best | CP34I429SB | 42 | 0 |  | 8" | Vertical | HS | 0.1 | 290 | 12 | 317 | 0.9 | NO | N/A | N/A | N/A | N/A | N/A | 4507600
| Kitchen Range Hoods | Insert/Power Pack | Broan-NuTone LLC | Best | CP34I429SB | 42 | 0 |  | 8" | Vertical | HS | 0.25 | 280 |  |  |  | NO | N/A | N/A | N/A | N/A | N/A | 4507600
| Kitchen Range Hoods | Insert/Power Pack | Broan-NuTone LLC | Best | CP34I429SB | 42 | 0 |  | 8" | Vertical | WS | 0.018 | 120 | 3 | 103 | 1.1 | NO | N/A | N/A | N/A | N/A | N/A | 4507600
| Kitchen Range Hoods | Insert/Power Pack | Broan-NuTone LLC | Best | CP35I309SB | 30 | 0 |  | 8" | Vertical | HS | 0.1 | 600 | 11.5 | 446 | 1.3 | NO | N/A | N/A | N/A | N/A | N/A | 4507602
| Kitchen Range Hoods | Insert/Power Pack | Broan-NuTone LLC | Best | CP35I309SB | 30 | 0 |  | 8" | Vertical | HS | 0.25 | 580 |  |  |  | NO | N/A | N/A | N/A | N/A | N/A | 4507602
| Kitchen Range Hoods | Insert/Power Pack | Broan-NuTone LLC | Best | CP35I309SB | 30 | 0 |  | 8" | Vertical | WS | 0.016 | 230 | 2.5 | 131 | 1.7 | NO | N/A | N/A | N/A | N/A | N/A | 4507602
| Kitchen Range Hoods | Insert/Power Pack | Broan-NuTone LLC | Best | CP37I482SB | 48 | 0 |  | 10" | Vertical | HS | 0.1 | 1130 | 14.5 | 892 | 1.2 | NO | N/A | N/A | N/A | N/A | N/A | 4507537
| Kitchen Range Hoods | Insert/Power Pack | Broan-NuTone LLC | Best | CP37I482SB | 48 | 0 |  | 10" | Vertical | HS | 0.25 | 1100 |  |  |  | NO | N/A | N/A | N/A | N/A | N/A | 4507537
| Kitchen Range Hoods | Insert/Power Pack | Broan-NuTone LLC | Best | CP37I482SB | 48 | 0 |  | 10" | Vertical | WS | 0.013 | 380 | 2.5 | 222 | 1.7 | NO | N/A | N/A | N/A | N/A | N/A | 4507537
| Kitchen Range Hoods |  | Broan-NuTone LLC | Best | CP55IQ369SB | 36 | 0 |  | 8" | Vertical | HS | 0.1 | 600 | 9.5 | 189 | 3.1 | NO | N/A | N/A | N/A | N/A | N/A | 4506374
| Kitchen Range Hoods |  | Broan-NuTone LLC | Best | CP55IQ369SB | 36 | 0 |  | 8" | Vertical | HS | 0.25 | 560 |  |  |  | NO | N/A | N/A | N/A | N/A | N/A | 4506374
| Kitchen Range Hoods |  | Broan-NuTone LLC | Best | CP55IQ369SB | 36 | 0 |  | 8" | Vertical | WS | 0.006 | 150 | <0.3 | 7.7 | 19.4 | NO | N/A | N/A | N/A | N/A | N/A | 4506374
| Kitchen Range Hoods |  | Broan-NuTone LLC | Best | CP55IQ429SB | 42 | 0 |  | 8" | Vertical | WS | 0.006 | 150 | <0.3 | 7.7 | 19.4 | NO | N/A | N/A | N/A | N/A | N/A | 4506375
| Kitchen Range Hoods |  | Broan-NuTone LLC | Best | CP55IQ429SB | 42 | 0 |  | 8" | Vertical | HS | 0.25 | 560 |  |  |  | NO | N/A | N/A | N/A | N/A | N/A | 4506375
| Kitchen Range Hoods |  | Broan-NuTone LLC | Best | CP55IQ429SB | 42 | 0 |  | 8" | Vertical | HS | 0.1 | 600 | 9.5 | 189 | 3.1 | NO | N/A | N/A | N/A | N/A | N/A | 4506375
| Kitchen Range Hoods | Insert/Power Pack | Broan-NuTone LLC | Best | CP57IQT369SB | 36 | 0 |  | 10" | Vertical Exhaust | HS | 0.25 | 1050 |  | 365 | 2.8 | NO | N/A | N/A | N/A | N/A | N/A | 4508350
| Kitchen Range Hoods | Insert/Power Pack | Broan-NuTone LLC | Best | CP57IQT369SB | 36 | 0 |  | 10" | Vertical Exhaust | WS | 0.008 | 290 | 0.6 | 14.2 | 20.4 | NO | N/A | N/A | N/A | N/A | N/A | 4508350
| Kitchen Range Hoods | Insert/Power Pack | Broan-NuTone LLC | Best | CP57IQT369SB | 36 | 0 |  | 10" | Vertical Exhaust | HS | 0.1 | 1100 | 11.5 | 381 | 2.8 | NO | N/A | N/A | N/A | N/A | N/A | 4508350
| Kitchen Range Hoods | Insert/Power Pack | Broan-NuTone LLC | Best | CP57IQT542SB | 54 | 0 |  | 10" | Vertical | WS | 0.008 | 290 | 0.6 | 14.2 | 20.4 | NO | N/A | N/A | N/A | N/A | N/A | 4508353
| Kitchen Range Hoods | Insert/Power Pack | Broan-NuTone LLC | Best | CP57IQT542SB | 54 | 0 |  | 10" | Vertical | HS | 0.25 | 1050 |  | 365 | 2.8 | NO | N/A | N/A | N/A | N/A | N/A | 4508353
| Kitchen Range Hoods | Insert/Power Pack | Broan-NuTone LLC | Best | CP57IQT542SB | 54 | 0 |  | 10" | Vertical | HS | 0.1 | 1100 | 11.5 | 381 | 2.8 | NO | N/A | N/A | N/A | N/A | N/A | 4508353
| Kitchen Range Hoods | Insert/Power Pack | Broan-NuTone LLC | Best | CP57IQT662SB | 60 | 0 |  | 10" | Vertical | WS | 0.008 | 290 | 0.6 | 14.2 | 20.4 | NO | N/A | N/A | N/A | N/A | N/A | 4508355
| Kitchen Range Hoods | Insert/Power Pack | Broan-NuTone LLC | Best | CP57IQT662SB | 60 | 0 |  | 10" | Vertical | HS | 0.25 | 1050 |  | 365 | 2.8 | NO | N/A | N/A | N/A | N/A | N/A | 4508355
| Kitchen Range Hoods | Insert/Power Pack | Broan-NuTone LLC | Best | CP57IQT662SB | 60 | 0 |  | 10" | Vertical | HS | 0.1 | 1100 | 11.5 | 381 | 2.8 | NO | N/A | N/A | N/A | N/A | N/A | 4508355
| Bathroom Exhaust Fans |  | Canarm Ltd. | Canarm | CP80 |  | 0 |  | 4" | Horizontal | HS | 0.25 | 71 |  |  |  | Yes | Yes | Yes | Yes | Yes | Yes | 1008643
| Bathroom Exhaust Fans |  | Canarm Ltd. | Canarm | CP80 |  | 0 |  | 4" | Horizontal | HS | 0.1 | 80 | 1 | 22 |  | Yes | Yes | Yes | Yes | Yes | Yes | 1008643
| Kitchen Range Hoods |  | Broan-NuTone LLC | Broan | CRSF130BL | 30 | 0 |  | 3 1/4" X 10" | Horizontal | WS | 0.03 | 110 | 1.5 | 28.2 | 3.9 | NO | N/A | N/A | N/A | N/A | N/A | 4506650
| Kitchen Range Hoods |  | Broan-NuTone LLC | Broan | CRSF130BL | 30 | 0 |  | 3 1/4" X 10" | Horizontal | HS | 0.1 | 210 | 5 | 52.7 | 3.9 | NO | N/A | N/A | N/A | N/A | N/A | 4506650
| Kitchen Range Hoods |  | Broan-NuTone LLC | Broan | CRSF130BL | 30 | 0 |  | 3 1/4" X 10" | Vertical | WS | 0.034 | 140 | 1.5 | 28.2 | 4.9 | NO | N/A | N/A | N/A | N/A | N/A | 4506650
| Kitchen Range Hoods |  | Broan-NuTone LLC | Broan | CRSF130BL | 30 | 0 |  | 3 1/4" X 10" | Vertical | HS | 0.1 | 220 | 5 | 52 | 4.2 | NO | N/A | N/A | N/A | N/A | N/A | 4506650
| Kitchen Range Hoods |  | Broan-NuTone LLC | Broan | CRSF130BL | 30 | 0 |  | 7" | Vertical | WS | 0.038 | 150 | 1.5 | 28.1 | 5.3 | NO | N/A | N/A | N/A | N/A | N/A | 4506650
| Kitchen Range Hoods |  | Broan-NuTone LLC | Broan | CRSF130BL | 30 | 0 |  | 7" | Vertical | HS | 0.1 | 240 | 5 | 51.5 | 4.6 | NO | N/A | N/A | N/A | N/A | N/A | 4506650
| Kitchen Range Hoods |  | Broan-NuTone LLC | Broan | CRSF130BL | 30 | 0 |  | 3 1/4" X 10" | Horizontal | HS | 0.25 | 128 |  |  |  | NO | N/A | N/A | N/A | N/A | N/A | 4506650
| Kitchen Range Hoods |  | Broan-NuTone LLC | Broan | CRSF130BL | 30 | 0 |  | 3 1/4" X 10" | Vertical | HS | 0.25 | 130 |  |  |  | NO | N/A | N/A | N/A | N/A | N/A | 4506650
| Kitchen Range Hoods |  | Broan-NuTone LLC | Broan | CRSF130BL | 30 | 0 |  | 7" | Vertical | HS | 0.25 | 110 |  |  |  | NO | N/A | N/A | N/A | N/A | N/A | 4506650
| Kitchen Range Hoods |  | Broan-NuTone LLC | Broan | CRSF130SS | 30 | 0 |  | 3 1/4" X 10" | Horizontal | WS | 0.03 | 110 | 1.5 | 28.2 | 3.9 | NO | N/A | N/A | N/A | N/A | N/A | 4506649
| Kitchen Range Hoods |  | Broan-NuTone LLC | Broan | CRSF130SS | 30 | 0 |  | 3 1/4" X 10" | Horizontal | HS | 0.1 | 210 | 5 | 52.7 | 3.9 | NO | N/A | N/A | N/A | N/A | N/A | 4506649
| Kitchen Range Hoods |  | Broan-NuTone LLC | Broan | CRSF130SS | 30 | 0 |  | 3 1/4" X 10" | Vertical | WS | 0.034 | 140 | 1.5 | 28.2 | 4.9 | NO | N/A | N/A | N/A | N/A | N/A | 4506649
| Kitchen Range Hoods |  | Broan-NuTone LLC | Broan | CRSF130SS | 30 | 0 |  | 3 1/4" X 10" | Vertical | HS | 0.1 | 220 | 5 | 52 | 4.2 | NO | N/A | N/A | N/A | N/A | N/A | 4506649
| Kitchen Range Hoods |  | Broan-NuTone LLC | Broan | CRSF130SS | 30 | 0 |  | 7" | Vertical | WS | 0.038 | 150 | 1.5 | 28.1 | 5.3 | NO | N/A | N/A | N/A | N/A | N/A | 4506649
| Kitchen Range Hoods |  | Broan-NuTone LLC | Broan | CRSF130SS | 30 | 0 |  | 7" | Vertical | HS | 0.1 | 240 | 5 | 51.5 | 4.6 | NO | N/A | N/A | N/A | N/A | N/A | 4506649
| Kitchen Range Hoods |  | Broan-NuTone LLC | Broan | CRSF130SS | 30 | 0 |  | 3 1/4" X 10" | Horizontal | HS | 0.25 | 128 |  |  |  | NO | N/A | N/A | N/A | N/A | N/A | 4506649
| Kitchen Range Hoods |  | Broan-NuTone LLC | Broan | CRSF130SS | 30 | 0 |  | 3 1/4" X 10" | Vertical | HS | 0.25 | 130 |  |  |  | NO | N/A | N/A | N/A | N/A | N/A | 4506649
| Kitchen Range Hoods |  | Broan-NuTone LLC | Broan | CRSF130SS | 30 | 0 |  | 7" | Vertical | HS | 0.25 | 110 |  |  |  | NO | N/A | N/A | N/A | N/A | N/A | 4506649
| Kitchen Range Hoods |  | Broan-NuTone LLC | Broan (Canada) | CRSH130SS | 30 | 0 |  | 3 1/4" X 10" | Horizontal | WS | 0.029 | 110 | 1.5 | 25.8 | 4.2 | NO | N/A | N/A | N/A | N/A | N/A | 4506882
| Kitchen Range Hoods |  | Broan-NuTone LLC | Broan (Canada) | CRSH130SS | 30 | 0 |  | 3 1/4" X 10" | Horizontal | HS | 0.1 | 210 | 5 | 50.6 | 4.1 | NO | N/A | N/A | N/A | N/A | N/A | 4506882
| Kitchen Range Hoods |  | Broan-NuTone LLC | Broan (Canada) | CRSH130SS | 30 | 0 |  | 3 1/4" X 10" | Vertical | WS | 0.034 | 130 | 1.5 | 25.8 | 5.0 | NO | N/A | N/A | N/A | N/A | N/A | 4506882
| Kitchen Range Hoods |  | Broan-NuTone LLC | Broan (Canada) | CRSH130SS | 30 | 0 |  | 3 1/4" X 10" | Vertical | HS | 0.1 | 220 | 5 | 50.4 | 4.3 | NO | N/A | N/A | N/A | N/A | N/A | 4506882
| Kitchen Range Hoods |  | Broan-NuTone LLC | Broan (Canada) | CRSH130SS | 30 | 0 |  | 7" | Vertical | WS | 0.035 | 140 | 1.5 | 25.8 | 5.4 | NO | N/A | N/A | N/A | N/A | N/A | 4506882
| Kitchen Range Hoods |  | Broan-NuTone LLC | Broan (Canada) | CRSH130SS | 30 | 0 |  | 7" | Vertical | HS | 0.1 | 240 | 5 | 49.9 | 4.8 | NO | N/A | N/A | N/A | N/A | N/A | 4506882
| Kitchen Range Hoods |  | Broan-NuTone LLC | Broan (Canada) | CRSH130SS | 30 | 0 |  | 3 1/4" X 10" | Horizontal | HS | 0.25 | 115 |  |  |  | NO | N/A | N/A | N/A | N/A | N/A | 4506882
| Kitchen Range Hoods |  | Broan-NuTone LLC | Broan (Canada) | CRSH130SS | 30 | 0 |  | 3 1/4" X 10" | Vertical | HS | 0.25 | 125 |  |  |  | NO | N/A | N/A | N/A | N/A | N/A | 4506882
| Kitchen Range Hoods |  | Broan-NuTone LLC | Broan (Canada) | CRSH130SS | 30 | 0 |  | 7" | Vertical | HS | 0.25 | 100 |  |  |  | NO | N/A | N/A | N/A | N/A | N/A | 4506882
| Kitchen Range Hoods |  | Broan-NuTone LLC | Broan (Canada) | CRSH130WW | 30 | 0 |  | 3 1/4" X 10" | Horizontal | WS | 0.029 | 110 | 1.5 | 25.8 | 4.2 | NO | N/A | N/A | N/A | N/A | N/A | 4506883
| Kitchen Range Hoods |  | Broan-NuTone LLC | Broan (Canada) | CRSH130WW | 30 | 0 |  | 3 1/4" X 10" | Horizontal | HS | 0.1 | 210 | 5 | 50.6 | 4.1 | NO | N/A | N/A | N/A | N/A | N/A | 4506883
| Kitchen Range Hoods |  | Broan-NuTone LLC | Broan (Canada) | CRSH130WW | 30 | 0 |  | 3 1/4" X 10" | Vertical | WS | 0.034 | 130 | 1.5 | 25.8 | 5.0 | NO | N/A | N/A | N/A | N/A | N/A | 4506883
| Kitchen Range Hoods |  | Broan-NuTone LLC | Broan (Canada) | CRSH130WW | 30 | 0 |  | 3 1/4" X 10" | Vertical | HS | 0.1 | 220 | 5 | 50.4 | 4.3 | NO | N/A | N/A | N/A | N/A | N/A | 4506883
| Kitchen Range Hoods |  | Broan-NuTone LLC | Broan (Canada) | CRSH130WW | 30 | 0 |  | 7" | Vertical | WS | 0.035 | 140 | 1.5 | 25.8 | 5.4 | NO | N/A | N/A | N/A | N/A | N/A | 4506883
| Kitchen Range Hoods |  | Broan-NuTone LLC | Broan (Canada) | CRSH130WW | 30 | 0 |  | 7" | Vertical | HS | 0.1 | 240 | 5 | 49.9 | 4.8 | NO | N/A | N/A | N/A | N/A | N/A | 4506883
| Kitchen Range Hoods |  | Broan-NuTone LLC | Broan (Canada) | CRSH130WW | 30 | 0 |  | 3 1/4" X 10" | Vertical | HS | 0.25 | 125 |  |  |  | NO | N/A | N/A | N/A | N/A | N/A | 4506883
| Kitchen Range Hoods |  | Broan-NuTone LLC | Broan (Canada) | CRSH130WW | 30 | 0 |  | 7" | Vertical | HS | 0.25 | 100 |  |  |  | NO | N/A | N/A | N/A | N/A | N/A | 4506883
| Kitchen Range Hoods |  | Broan-NuTone LLC | Broan (Canada) | CRSH130WW | 30 | 0 |  | 3 1/4" X 10" | Horizontal | HS | 0.25 | 115 |  |  |  | NO | N/A | N/A | N/A | N/A | N/A | 4506883
| Bathroom Exhaust Fans |  | North America Range Hoods Inc. | Cyclone | CT100 |  | 0 |  | 4" | Horizontal | HS | 0.25 | 89 |  |  |  | Yes | Yes | Yes | Yes | Yes | Yes | 1008535
| Bathroom Exhaust Fans |  | North America Range Hoods Inc. | Cyclone | CT100 |  | 0 |  | 4" | Horizontal | HS | 0.1 | 100 | 2 | 27 |  | Yes | Yes | Yes | Yes | Yes | Yes | 1008535
| Bathroom Exhaust Fans |  | North America Range Hoods Inc. | Cyclone | CT80 |  | 0 |  | 4" | Horizontal | HS | 0.25 | 71 | 1.5 | 20.7 |  | Yes | Yes | Yes | Yes | Yes | Yes | 1008580
| Bathroom Exhaust Fans |  | North America Range Hoods Inc. | Cyclone | CT80 |  | 0 |  | 4" | Horizontal | HS | 0.1 | 80 | 1 | 22 |  | Yes | Yes | Yes | Yes | Yes | Yes | 1008580
| Bathroom Exhaust Fans |  | North America Range Hoods Inc. | Cyclone | CTLD100 |  | 0 |  | 4" | Horizontal | HS | 0.1 | 100 | 0.9 | 8 | 12.5 | Yes | Yes | Yes | Yes | Yes | Yes | 1007492
| Bathroom Exhaust Fans |  | North America Range Hoods Inc. | Cyclone | CTLD100 |  | 0 |  | 4" | Horizontal | MS | 0.1 | 80 | 0.5 | 6 | 13.3 | Yes | Yes | Yes | Yes | Yes | Yes | 1007492
| Bathroom Exhaust Fans |  | North America Range Hoods Inc. | Cyclone | CTLD100 |  | 0 |  | 4" | Horizontal | LS | 0.1 | 50 | 0.3 | 4 | 12.5 | Yes | Yes | Yes | Yes | Yes | Yes | 1007492
| Bathroom Exhaust Fans |  | North America Range Hoods Inc. | Cyclone | CTLD100 |  | 0 |  | 4" | Horizontal | HS | 0.25 | 82 |  |  |  | Yes | Yes | Yes | Yes | Yes | Yes | 1007492
| Bathroom Exhaust Fans |  | North America Range Hoods Inc. | Cyclone | CTLD100 |  | 0 |  | 4" | Horizontal | MS | 0.25 | 63 |  |  |  | Yes | Yes | Yes | Yes | Yes | Yes | 1007492
| Bathroom Exhaust Fans |  | North America Range Hoods Inc. | Cyclone | CTLD100 |  | 0 |  | 4" | Horizontal | LS | 0.25 | 40 |  |  |  | Yes | Yes | Yes | Yes | Yes | Yes | 1007492
| Bathroom Exhaust Fans |  | North America Range Hoods Inc. | Cyclone | CTP100 |  | 0 |  | 4" | Horizontal | HS | 0.1 | 100 | 0.8 | 23 | 4.3 | Yes | Yes | Yes | Yes | Yes | Yes | 1007491
| Bathroom Exhaust Fans |  | North America Range Hoods Inc. | Cyclone | CTP100 |  | 0 |  | 4" | Horizontal | HS | 0.25 | 90 |  |  |  | Yes | Yes | Yes | Yes | Yes | Yes | 1007491
| Bathroom Exhaust Fans |  | North America Range Hoods Inc. | Cyclone | CTP80 |  | 0 |  | 4" | Horizontal | HS | 0.1 | 80 | 1 | 23 | 3.4 | Yes | Yes | Yes | Yes | Yes | Yes | 1007490
| Bathroom Exhaust Fans |  | North America Range Hoods Inc. | Cyclone | CTP80 |  | 0 |  | 4" | Horizontal | HS | 0.25 | 71 |  |  |  | Yes | Yes | Yes | Yes | Yes | Yes | 1007490
| Bathroom Exhaust Fans |  | Air King America LLC | Air King | D4S |  | 0 |  | 6" | Horizontal | 130 CFM | 0.1 | 130 | 0.4 | 8 | 16.2 | Yes | Yes | Yes | Yes | Yes | Yes | 1006255
| Bathroom Exhaust Fans |  | Air King America LLC | Air King | D4S |  | 0 |  | 6" | Horizontal | 80 CFM | 0.1 | 80 | <0.3 | 5.6 | 14.2 | Yes | Yes | Yes | Yes | Yes | Yes | 1006255
| Bathroom Exhaust Fans |  | Air King America LLC | Air King | D4S |  | 0 |  | 6" | Horizontal | 40 CFM | 0.1 | 40 | <0.3 | 4 | 10.0 | Yes | Yes | Yes | Yes | Yes | Yes | 1006255
| Bathroom Exhaust Fans |  | Air King America LLC | Air King | D4S |  | 0 |  | 6" | Horizontal | 130 CFM | 0.25 | 127 | 1.2 |  |  | Yes | Yes | Yes | Yes | Yes | Yes | 1006255
| Bathroom Exhaust Fans |  | Air King America LLC | Air King | D4S |  | 0 |  | 6" | Horizontal | 80 CFM | 0.25 | 81 |  |  |  | Yes | Yes | Yes | Yes | Yes | Yes | 1006255
| Bathroom Exhaust Fans |  | Air King America LLC | Air King | D4S |  | 0 |  | 6" | Horizontal | 40 CFM | 0.25 | 39 |  |  |  | Yes | Yes | Yes | Yes | Yes | Yes | 1006255
| Inline Fans | Single-port | Systemair Inc. | Fantech | DBF 110 (95900) |  | 0 |  | 4" | Horizontal | HS | 0.2 | 160 |  | 66 |  | NO | No | No | No | No | No | 3005113
| Inline Fans | Single-port | Systemair Inc. | Fantech | DBF 4XL (95901) |  | 0 |  | 4" | Horizontal | HS | 0.2 | 150 |  | 78 |  | NO | No | No | No | No | No | 3005019
| Inline Fans | Single-port | Systemair Inc. | Fantech | DBF 4XLT (40275) |  | 0 |  | 4" | Horizontal | HS | 0.2 | 150 |  | 78 |  | NO | No | No | No | No | No | 3005023
| Inline Fans | Single-port | Zephyr Corporation | Zephyr | DBI-600A |  | 0 |  | 8" | Direct | HS | 0.2 | 600 |  | 358 |  | NO | No | No | No | No | No | 3005211
| Downdraft Kitchen Ventilators |  | Zephyr Corporation | Zephyr | DBI-600A WITH COMPATIBLE DOWNDRAFT INTAKE |  | 0 |  | 8" | Front | HS | 0.25 | 420 |  |  |  | NO | N/A | N/A | N/A | N/A | N/A | 1504018
| Downdraft Kitchen Ventilators |  | Zephyr Corporation | Zephyr | DBI-600A WITH COMPATIBLE DOWNDRAFT INTAKE |  | 0 |  | 8" | Front | WS | 0.017 | 180 | 1 | 67.8 |  | NO | N/A | N/A | N/A | N/A | N/A | 1504018
| Downdraft Kitchen Ventilators |  | Zephyr Corporation | Zephyr | DBI-600A WITH COMPATIBLE DOWNDRAFT INTAKE |  | 0 |  | 8" | Front | HS | 0.1 | 440 | 8.5 | 294 |  | NO | N/A | N/A | N/A | N/A | N/A | 1504018
| Downdraft Kitchen Ventilators |  | Zephyr Corporation | Zephyr | DD1-E30AS |  | 0 |  | 3 1/4" X 10" | Vertical | WS | 0.02 | 230 | 3 | 180 | 1.2 | NO | N/A | N/A | N/A | N/A | N/A | 1503985
| Downdraft Kitchen Ventilators |  | Zephyr Corporation | Zephyr | DD1-E30AS |  | 0 |  | 3 1/4" X 10" | Vertical | HS | 0.25 | 480 |  |  |  | NO | N/A | N/A | N/A | N/A | N/A | 1503985
| Downdraft Kitchen Ventilators |  | Zephyr Corporation | Zephyr | DD1-E30AS |  | 0 |  | 3 1/4" X 10" | Vertical | HS | 0.1 | 500 | 10.5 | 336 | 1.4 | NO | N/A | N/A | N/A | N/A | N/A | 1503985
| Downdraft Kitchen Ventilators |  | Zephyr Corporation | Zephyr | DD1-E36AS |  | 0 |  | 3 1/4" X 10" | Vertical | WS | 0.02 | 230 | 3 | 180 | 1.2 | NO | N/A | N/A | N/A | N/A | N/A | 1503986
| Downdraft Kitchen Ventilators |  | Zephyr Corporation | Zephyr | DD1-E36AS |  | 0 |  | 3 1/4" X 10" | Vertical | HS | 0.1 | 500 | 10.5 | 336 | 1.4 | NO | N/A | N/A | N/A | N/A | N/A | 1503986
| Downdraft Kitchen Ventilators |  | Zephyr Corporation | Zephyr | DD1-E36AS |  | 0 |  | 3 1/4" X 10" | Vertical | HS | 0.25 | 480 |  |  |  | NO | N/A | N/A | N/A | N/A | N/A | 1503986
| Inline Fans | Single-port | Systemair Inc. | Fantech | DEDPV-705 (499195) |  | 0 |  | 4" | Horizontal | HS | 0.2 | 150 |  | 78 |  | NO | No | No | No | No | No | 3005024
| Remote Exterior Mounted Ventilators (REMV) |  | Viking Range | Viking | DEV1500 |  | 0 |  | 10" | Direct | HS | 0.1 | 1380 |  | 469 | 2.9 | NO | No | No | No | No | No | 6000141
| Remote Exterior Mounted Ventilators (REMV) |  | Viking Range | Viking | DEV1500 |  | 0 |  | 10" | Direct | HS | 0.03 | 1400 |  | 467 |  | NO | No | No | No | No | No | 6000141
| Remote Exterior Mounted Ventilators (REMV) |  | Viking Range | Viking | DEV15001 |  | 0 |  | 10" | Direct | HS | 0.1 | 1380 |  | 469 | 2.9 | NO | No | No | No | No | No | 6000142
| Remote Exterior Mounted Ventilators (REMV) |  | Viking Range | Viking | DEV15001 |  | 0 |  | 10" | Direct | HS | 0.03 | 1400 |  | 467 |  | NO | No | No | No | No | No | 6000142
| Remote Exterior Mounted Ventilators (REMV) |  | Viking Range | Viking | DEV900 |  | 0 |  | 10" | Direct | HS | 0.1 | 840 |  | 532 | 1.5 | NO | No | No | No | No | No | 6000139
| Remote Exterior Mounted Ventilators (REMV) |  | Viking Range | Viking | DEV900 |  | 0 |  | 10" | Direct | HS | 0.03 | 860 |  | 541 |  | NO | No | No | No | No | No | 6000139
| Inline Fans | Single-port | BSH Home Appliances Corporation | Bosch | DHG602DUC |  | 0 |  | 8" | Direct | HS | 0.2 | 600 |  | 358 |  | NO | No | No | No | No | No | 3005212
| Downdraft Kitchen Ventilators |  | BSH Home Appliances Corporation | Bosch | DHG602DUC WITH COMPATIBLE 30" DOWNDRAFT INTAKE |  | 0 |  | 8" | Front Exhaust | HS | 0.1 | 380 | 12 | 285 |  | NO | N/A | N/A | N/A | N/A | N/A | 1504013
| Downdraft Kitchen Ventilators |  | BSH Home Appliances Corporation | Bosch | DHG602DUC WITH COMPATIBLE 30" DOWNDRAFT INTAKE |  | 0 |  | 8" | Front Exhaust | HS | 0.25 | 360 |  |  |  | NO | N/A | N/A | N/A | N/A | N/A | 1504013
| Downdraft Kitchen Ventilators |  | BSH Home Appliances Corporation | Bosch | DHG602DUC WITH COMPATIBLE 30" DOWNDRAFT INTAKE |  | 0 |  | 8" | Front Exhaust | WS | 0.018 | 160 | 2 | 68.5 |  | NO | N/A | N/A | N/A | N/A | N/A | 1504013
| Downdraft Kitchen Ventilators |  | BSH Home Appliances Corporation | Bosch | DHG602DUC WITH COMPATIBLE 36" DOWNDRAFT INTAKE |  | 0 |  | 8" | Front Exhaust | HS | 0.1 | 450 | 11 | 306 |  | NO | N/A | N/A | N/A | N/A | N/A | 1504014
| Downdraft Kitchen Ventilators |  | BSH Home Appliances Corporation | Bosch | DHG602DUC WITH COMPATIBLE 36" DOWNDRAFT INTAKE |  | 0 |  | 8" | Front Exhaust | HS | 0.25 | 430 |  |  |  | NO | N/A | N/A | N/A | N/A | N/A | 1504014
| Downdraft Kitchen Ventilators |  | BSH Home Appliances Corporation | Bosch | DHG602DUC WITH COMPATIBLE 36" DOWNDRAFT INTAKE |  | 0 |  | 8" | Front Exhaust | WS | 0.016 | 180 | 1.2 | 69.4 |  | NO | N/A | N/A | N/A | N/A | N/A | 1504014
| Inline Fans | Single-port | BSH Home Appliances Corporation | Bosch | DHI1FZUC |  | 0 |  | 6" | Horizontal | HS | 0.2 | 530 |  |  |  | NO | No | No | No | No | No | 3005103
| Remote Exterior Mounted Ventilators (REMV) |  | BSH Home Appliances Corporation | Bosch | DHR1FZUC |  | 0 |  | 6" | Direct | HS | 0.03 | 410 |  |  |  | NO | No | No | No | No | No | 6000135
| Bathroom Exhaust Fans |  | Air King America LLC | Air King | DL4SGH |  | 0 |  | 6" | Horizontal | 90 CFM | 0.1 | 90 | <0.3 | 5.3 | 16.9 | Yes | Yes | Yes | Yes | Yes | Yes | 1004345
| Bathroom Exhaust Fans |  | Air King America LLC | Air King | DL4SGH |  | 0 |  | 6" | Horizontal | 80 CFM | 0.1 | 80 | <0.3 | 4.9 | 16.3 | Yes | Yes | Yes | Yes | Yes | Yes | 1004345
| Bathroom Exhaust Fans |  | Air King America LLC | Air King | DL4SGH |  | 0 |  | 6" | Horizontal | 70 CFM | 0.1 | 70 | <0.3 | 4.5 | 15.5 | Yes | Yes | Yes | Yes | Yes | Yes | 1004345
| Bathroom Exhaust Fans |  | Air King America LLC | Air King | DL4SGH |  | 0 |  | 6" | Horizontal | 60 CFM | 0.1 | 60 | <0.3 | 4.1 | 14.6 | Yes | Yes | Yes | Yes | Yes | Yes | 1004345
| Bathroom Exhaust Fans |  | Air King America LLC | Air King | DL4SGH |  | 0 |  | 6" | Horizontal | 50 CFM | 0.1 | 50 | <0.3 | 4 | 12.5 | Yes | Yes | Yes | Yes | Yes | Yes | 1004345
| Bathroom Exhaust Fans |  | Air King America LLC | Air King | DL4SGH |  | 0 |  | 6" | Horizontal | 40 CFM | 0.1 | 40 | <0.3 | 3.8 | 10.5 | Yes | Yes | Yes | Yes | Yes | Yes | 1004345
| Bathroom Exhaust Fans |  | Air King America LLC | Air King | DL4SGH |  | 0 |  | 6" | Horizontal | 30 CFM | 0.1 | 30 | <0.3 | 3.7 | 8.1 | Yes | Yes | Yes | Yes | Yes | Yes | 1004345
| Bathroom Exhaust Fans |  | Air King America LLC | Air King | DL4SGH |  | 0 |  | 6" | Horizontal | 130 CFM | 0.1 | 130 | 0.3 | 7.4 | 17.5 | Yes | Yes | Yes | Yes | Yes | Yes | 1004345
| Bathroom Exhaust Fans |  | Air King America LLC | Air King | DL4SGH |  | 0 |  | 6" | Horizontal | 120 CFM | 0.1 | 120 | <0.3 | 6.6 | 18.1 | Yes | Yes | Yes | Yes | Yes | Yes | 1004345
| Bathroom Exhaust Fans |  | Air King America LLC | Air King | DL4SGH |  | 0 |  | 6" | Horizontal | 110 CFM | 0.1 | 110 | <0.3 | 6.3 | 17.4 | Yes | Yes | Yes | Yes | Yes | Yes | 1004345
| Bathroom Exhaust Fans |  | Air King America LLC | Air King | DL4SGH |  | 0 |  | 6" | Horizontal | 100 CFM | 0.1 | 100 | <0.3 | 5.8 | 17.2 | Yes | Yes | Yes | Yes | Yes | Yes | 1004345
| Bathroom Exhaust Fans |  | Air King America LLC | Air King | DL4SGH |  | 0 |  | 6" | Horizontal | 130 CFM | 0.25 | 129 |  |  |  | Yes | Yes | Yes | Yes | Yes | Yes | 1004345
| Bathroom Exhaust Fans |  | Air King America LLC | Air King | DL4SGH |  | 0 |  | 6" | Horizontal | 90 CFM | 0.25 | 87 |  |  |  | Yes | Yes | Yes | Yes | Yes | Yes | 1004345
| Bathroom Exhaust Fans |  | Air King America LLC | Air King | DL4SGH |  | 0 |  | 6" | Horizontal | 80 CFM | 0.25 | 75 |  |  |  | Yes | Yes | Yes | Yes | Yes | Yes | 1004345
| Bathroom Exhaust Fans |  | Air King America LLC | Air King | DL4SGH |  | 0 |  | 6" | Horizontal | 70 CFM | 0.25 | 66 |  |  |  | Yes | Yes | Yes | Yes | Yes | Yes | 1004345
| Bathroom Exhaust Fans |  | Air King America LLC | Air King | DL4SGH |  | 0 |  | 6" | Horizontal | 60 CFM | 0.25 | 53 |  |  |  | Yes | Yes | Yes | Yes | Yes | Yes | 1004345
| Bathroom Exhaust Fans |  | Air King America LLC | Air King | DL4SGH |  | 0 |  | 6" | Horizontal | 50 CFM | 0.25 | 47 |  |  |  | Yes | Yes | Yes | Yes | Yes | Yes | 1004345
| Bathroom Exhaust Fans |  | Air King America LLC | Air King | DL4SGH |  | 0 |  | 6" | Horizontal | 40 CFM | 0.25 | 36 |  |  |  | Yes | Yes | Yes | Yes | Yes | Yes | 1004345
| Bathroom Exhaust Fans |  | Air King America LLC | Air King | DL4SGH |  | 0 |  | 6" | Horizontal | 30 CFM | 0.25 | 19 |  |  |  | Yes | Yes | Yes | Yes | Yes | Yes | 1004345
| Bathroom Exhaust Fans |  | Air King America LLC | Air King | DL4SGH |  | 0 |  | 6" | Horizontal | 120 CFM | 0.25 | 119 |  |  |  | Yes | Yes | Yes | Yes | Yes | Yes | 1004345
| Bathroom Exhaust Fans |  | Air King America LLC | Air King | DL4SGH |  | 0 |  | 6" | Horizontal | 110 CFM | 0.25 | 109 |  |  |  | Yes | Yes | Yes | Yes | Yes | Yes | 1004345
| Bathroom Exhaust Fans |  | Air King America LLC | Air King | DL4SGH |  | 0 |  | 6" | Horizontal | 100 CFM | 0.25 | 97 |  |  |  | Yes | Yes | Yes | Yes | Yes | Yes | 1004345
| Bathroom Exhaust Fans |  | Air King America LLC | Air King | DL4SH |  | 0 |  | 6" | Horizontal | 90 CFM | 0.1 | 90 | <0.3 | 5.3 | 16.9 | Yes | Yes | Yes | Yes | Yes | Yes | 1004344
| Bathroom Exhaust Fans |  | Air King America LLC | Air King | DL4SH |  | 0 |  | 6" | Horizontal | 80 CFM | 0.1 | 80 | <0.3 | 4.9 | 16.3 | Yes | Yes | Yes | Yes | Yes | Yes | 1004344
| Bathroom Exhaust Fans |  | Air King America LLC | Air King | DL4SH |  | 0 |  | 6" | Horizontal | 70 CFM | 0.1 | 70 | <0.3 | 4.5 | 15.5 | Yes | Yes | Yes | Yes | Yes | Yes | 1004344
| Bathroom Exhaust Fans |  | Air King America LLC | Air King | DL4SH |  | 0 |  | 6" | Horizontal | 60 CFM | 0.1 | 60 | <0.3 | 4.1 | 14.6 | Yes | Yes | Yes | Yes | Yes | Yes | 1004344
| Bathroom Exhaust Fans |  | Air King America LLC | Air King | DL4SH |  | 0 |  | 6" | Horizontal | 50 CFM | 0.1 | 50 | <0.3 | 4 | 12.5 | Yes | Yes | Yes | Yes | Yes | Yes | 1004344
| Bathroom Exhaust Fans |  | Air King America LLC | Air King | DL4SH |  | 0 |  | 6" | Horizontal | 40 CFM | 0.1 | 40 | <0.3 | 3.8 | 10.5 | Yes | Yes | Yes | Yes | Yes | Yes | 1004344
| Bathroom Exhaust Fans |  | Air King America LLC | Air King | DL4SH |  | 0 |  | 6" | Horizontal | 30 CFM | 0.1 | 30 | <0.3 | 3.7 | 8.1 | Yes | Yes | Yes | Yes | Yes | Yes | 1004344
| Bathroom Exhaust Fans |  | Air King America LLC | Air King | DL4SH |  | 0 |  | 6" | Horizontal | 130 CFM | 0.1 | 130 | 0.3 | 7.4 | 17.5 | Yes | Yes | Yes | Yes | Yes | Yes | 1004344
| Bathroom Exhaust Fans |  | Air King America LLC | Air King | DL4SH |  | 0 |  | 6" | Horizontal | 120 CFM | 0.1 | 120 | <0.3 | 6.6 | 18.1 | Yes | Yes | Yes | Yes | Yes | Yes | 1004344
| Bathroom Exhaust Fans |  | Air King America LLC | Air King | DL4SH |  | 0 |  | 6" | Horizontal | 110 CFM | 0.1 | 110 | <0.3 | 6.3 | 17.4 | Yes | Yes | Yes | Yes | Yes | Yes | 1004344
| Bathroom Exhaust Fans |  | Air King America LLC | Air King | DL4SH |  | 0 |  | 6" | Horizontal | 100 CFM | 0.1 | 100 | <0.3 | 5.8 | 17.2 | Yes | Yes | Yes | Yes | Yes | Yes | 1004344
| Bathroom Exhaust Fans |  | Air King America LLC | Air King | DL4SH |  | 0 |  | 6" | Horizontal | 130 CFM | 0.25 | 129 |  |  |  | Yes | Yes | Yes | Yes | Yes | Yes | 1004344
| Bathroom Exhaust Fans |  | Air King America LLC | Air King | DL4SH |  | 0 |  | 6" | Horizontal | 60 CFM | 0.25 | 53 |  |  |  | Yes | Yes | Yes | Yes | Yes | Yes | 1004344
| Bathroom Exhaust Fans |  | Air King America LLC | Air King | DL4SH |  | 0 |  | 6" | Horizontal | 50 CFM | 0.25 | 47 |  |  |  | Yes | Yes | Yes | Yes | Yes | Yes | 1004344
| Bathroom Exhaust Fans |  | Air King America LLC | Air King | DL4SH |  | 0 |  | 6" | Horizontal | 40 CFM | 0.25 | 36 |  |  |  | Yes | Yes | Yes | Yes | Yes | Yes | 1004344
| Bathroom Exhaust Fans |  | Air King America LLC | Air King | DL4SH |  | 0 |  | 6" | Horizontal | 30 CFM | 0.25 | 19 |  |  |  | Yes | Yes | Yes | Yes | Yes | Yes | 1004344
| Bathroom Exhaust Fans |  | Air King America LLC | Air King | DL4SH |  | 0 |  | 6" | Horizontal | 120 CFM | 0.25 | 119 |  |  |  | Yes | Yes | Yes | Yes | Yes | Yes | 1004344
| Bathroom Exhaust Fans |  | Air King America LLC | Air King | DL4SH |  | 0 |  | 6" | Horizontal | 110 CFM | 0.25 | 109 |  |  |  | Yes | Yes | Yes | Yes | Yes | Yes | 1004344
| Bathroom Exhaust Fans |  | Air King America LLC | Air King | DL4SH |  | 0 |  | 6" | Horizontal | 100 CFM | 0.25 | 97 |  |  |  | Yes | Yes | Yes | Yes | Yes | Yes | 1004344
| Bathroom Exhaust Fans |  | Air King America LLC | Air King | DL4SH |  | 0 |  | 6" | Horizontal | 90 CFM | 0.25 | 87 |  |  |  | Yes | Yes | Yes | Yes | Yes | Yes | 1004344
| Bathroom Exhaust Fans |  | Air King America LLC | Air King | DL4SH |  | 0 |  | 6" | Horizontal | 80 CFM | 0.25 | 75 |  |  |  | Yes | Yes | Yes | Yes | Yes | Yes | 1004344
| Bathroom Exhaust Fans |  | Air King America LLC | Air King | DL4SH |  | 0 |  | 6" | Horizontal | 70 CFM | 0.25 | 66 |  |  |  | Yes | Yes | Yes | Yes | Yes | Yes | 1004344
| Inline Fans | Single-port | Systemair Inc. | Fantech | DPV 22-2 (75104) |  | 0 |  | 4" | Horizontal | HS | 0.2 | 150 |  | 78 |  | NO | No | No | No | No | No | 3005025
| Inline Fans | Single-port | Daikin Comfort Technologies North America Inc. | Daikin | DQ-P-16-100 |  | 0 |  | 6" | Horizontal | 100 CFM | 0.2 | 100 |  | 33.3 | 3.0 | NO | Yes | Yes | Yes | No | No | 3004725
| Inline Fans | Single-port | Daikin Comfort Technologies North America Inc. | Daikin | DQ-P-16-100 |  | 0 |  | 6" | Horizontal | 70 CFM | 0.2 | 70 |  | 23.3 | 3.0 | NO | Yes | Yes | Yes | No | No | 3004725
| Inline Fans | Single-port | Daikin Comfort Technologies North America Inc. | Daikin | DQ-P-16-100 |  | 0 |  | 6" | Horizontal | 40 CFM | 0.2 | 40 |  | 13.3 | 3.0 | NO | Yes | Yes | Yes | No | No | 3004725
| Bathroom Exhaust Fans |  | Strategic Retail Solutions | Lift Bridge Kitchen & Bath | DRND110BN |  | 0 |  | 4" | Horizontal | HS | 0.1 | 110 | 1.5 | 33.2 |  | NO | No | No | Yes | No | Yes | 1007472
| Bathroom Exhaust Fans |  | Strategic Retail Solutions | Tuscany | DRND110BN |  | 0 |  | 4" | Horizontal | HS | 0.1 | 110 | 1.5 | 33.2 |  | NO | No | No | Yes | No | Yes | 1007595
| Bathroom Exhaust Fans |  | Strategic Retail Solutions | Lift Bridge Kitchen & Bath | DRND110BNL |  | 0 |  | 4" | Horizontal | HS | 0.1 | 110 | 1.2 | 29.1 | 3.7 | NO | No | No | Yes | No | Yes | 1007899
| Bathroom Exhaust Fans |  | Strategic Retail Solutions | Tuscany | DRND110BNL-MEN |  | 0 |  | 4" | Horizontal | HS | 0.1 | 110 | 1.2 | 29.1 |  | NO | No | No | Yes | No | Yes | 1007688
| Bathroom Exhaust Fans |  | Strategic Retail Solutions | Lift Bridge Kitchen & Bath | DRND110MBL |  | 0 |  | 4" | Horizontal | HS | 0.1 | 110 | 1.2 | 29.1 | 3.7 | NO | No | No | Yes | No | Yes | 1007897
| Bathroom Exhaust Fans |  | Strategic Retail Solutions | Tuscany | DRND110MBL-MEN |  | 0 |  | 4" | Horizontal | HS | 0.1 | 110 | 1.2 | 29.1 |  | NO | No | No | Yes | No | Yes | 1007686
| Bathroom Exhaust Fans |  | Strategic Retail Solutions | Lift Bridge Kitchen & Bath | DRND110MGL |  | 0 |  | 4" | Horizontal | HS | 0.1 | 110 | 1.2 | 29.1 | 3.7 | NO | No | No | No | No | No | 1007898
| Bathroom Exhaust Fans |  | Strategic Retail Solutions | Tuscany | DRND110MGL-MEN |  | 0 |  | 4" | Horizontal | HS | 0.1 | 110 | 1.2 | 29.1 |  | NO | No | No | Yes | No | Yes | 1007687
| Bathroom Exhaust Fans |  | Strategic Retail Solutions | Lift Bridge Kitchen & Bath | DRND110ORB |  | 0 |  | 4" | Horizontal | HS | 0.1 | 110 | 1.5 | 33.2 |  | NO | No | No | Yes | No | Yes | 1007474
| Bathroom Exhaust Fans |  | Strategic Retail Solutions | Lift Bridge Kitchen & Bath | DRND110ORBL |  | 0 |  | 4" | Horizontal | HS | 0.1 | 110 | 1.2 | 29.1 | 3.7 | NO | No | No | Yes | No | Yes | 1007900
| Bathroom Exhaust Fans |  | Strategic Retail Solutions | Tuscany | DRND110ORBL-MEN |  | 0 |  | 4" | Horizontal | HS | 0.1 | 110 | 1.2 | 29.1 |  | NO | No | No | Yes | No | Yes | 1007689
| Bathroom Exhaust Fans |  | Strategic Retail Solutions | Lift Bridge Kitchen & Bath | DRND110WHT |  | 0 |  | 4" | Horizontal | HS | 0.1 | 110 | 1.2 | 29.1 |  | NO | No | No | Yes | No | Yes | 1006961
| Bathroom Exhaust Fans |  | Strategic Retail Solutions | Lift Bridge Kitchen & Bath | DRND70SFL |  | 0 |  | 4" | Horizontal | HS | 0.1 | 70 | 1.5 | 19.7 | 3.5 | NO | No | No | Yes | No | Yes | 1008061
| Bathroom Exhaust Fans |  | Strategic Retail Solutions | Tuscany | DRND70SFL-MEN |  | 0 |  | 4" | Horizontal | HS | 0.1 | 70 | 1.5 |  |  | NO | No | No | Yes | No | Yes | 1008063
| Bathroom Exhaust Fans |  | Strategic Retail Solutions | Lift Bridge Kitchen & Bath | DSQR110 |  | 0 |  | 4" | Horizontal | HS | 0.1 | 110 | 1.5 | 33.2 |  | NO | No | No | Yes | No | Yes | 1007475
| Bathroom Exhaust Fans |  | Strategic Retail Solutions | Lift Bridge Kitchen & Bath | DSQR110BNL |  | 0 |  | 4" | Horizontal | HS | 0.1 | 110 | 1.2 | 29.1 | 3.7 | NO | No | No | Yes | No | Yes | 1007896
| Bathroom Exhaust Fans |  | Strategic Retail Solutions | Tuscany | DSQR110BNL-MEN |  | 0 |  | 4" | Horizontal | HS | 0.1 | 110 | 1.2 | 29.1 |  | NO | No | No | Yes | No | Yes | 1007684
| Bathroom Exhaust Fans |  | Strategic Retail Solutions | Lift Bridge Kitchen & Bath | DSQR110MBL |  | 0 |  | 4" | Horizontal | HS | 0.1 | 110 | 1.2 | 29.1 | 3.7 | NO | No | No | Yes | No | Yes | 1007894
| Bathroom Exhaust Fans |  | Strategic Retail Solutions | Tuscany | DSQR110MBL-MEN |  | 0 |  | 4" | Horizontal | HS | 0.1 | 110 | 1.2 | 29.1 |  | NO | No | No | Yes | No | Yes | 1007682
| Bathroom Exhaust Fans |  | Strategic Retail Solutions | Lift Bridge Kitchen & Bath | DSQR110MGL |  | 0 |  | 4" | Horizontal | HS | 0.1 | 110 | 1.2 | 29.1 | 3.7 | NO | No | No | Yes | No | Yes | 1007893
| Bathroom Exhaust Fans |  | Strategic Retail Solutions | Tuscany | DSQR110MGL-MEN |  | 0 |  | 4" | Horizontal | HS | 0.1 | 110 | 1.2 | 29.1 |  | NO | No | No | Yes | No | Yes | 1007683
| Bathroom Exhaust Fans |  | Strategic Retail Solutions | Lift Bridge Kitchen & Bath | DSQR110ORBL |  | 0 |  | 4" | Horizontal | HS | 0.1 | 110 | 1.2 | 29.1 | 3.7 | NO | No | No | Yes | No | Yes | 1007895
| Bathroom Exhaust Fans |  | Strategic Retail Solutions | Tuscany | DSQR110ORBL-MEN |  | 0 |  | 4" | Horizontal | HS | 0.1 | 110 | 1.2 | 29.1 |  | NO | No | No | Yes | No | Yes | 1007685
| Bathroom Exhaust Fans |  | Strategic Retail Solutions | Lift Bridge Kitchen & Bath | DSQR70BNOR |  | 0 |  | 4" | Horizontal | HS | 0.1 | 70 | 1.5 | 19.7 | 3.5 | NO | No | No | Yes | No | Yes | 1008060
| Bathroom Exhaust Fans |  | Strategic Retail Solutions | Lift Bridge Kitchen & Bath | DSQR70SFL |  | 0 |  | 4" | Horizontal | HS | 0.1 | 70 | 1.5 | 19.7 | 3.5 | NO | No | No | Yes | No | Yes | 1008059
| Bathroom Exhaust Fans |  | Strategic Retail Solutions | Tuscany | DSQR70SFL-MEN |  | 0 |  | 4" | Horizontal | HS | 0.1 | 70 | 1.5 |  |  | NO | No | No | Yes | No | Yes | 1008062
| Kitchen Range Hoods | Undercabinet | BSH Home Appliances Corporation | Bosch | DUH30253UC | 30 | 0 |  | 7" | Vertical | WS | 0.033 | 140 | 2 | 28.7 |  | NO | N/A | N/A | N/A | N/A | N/A | 4508303
| Kitchen Range Hoods | Undercabinet | BSH Home Appliances Corporation | Bosch | DUH30253UC | 30 | 0 |  | 3 1/4" X 10" | Vertical | WS | 0.031 | 130 | 1.5 | 28.6 |  | NO | N/A | N/A | N/A | N/A | N/A | 4508303
| Kitchen Range Hoods | Undercabinet | BSH Home Appliances Corporation | Bosch | DUH30253UC | 30 | 0 |  | 3 1/4" X 10" | Horizontal | WS | 0.027 | 110 | 1.5 | 28.7 |  | NO | N/A | N/A | N/A | N/A | N/A | 4508303
| Kitchen Range Hoods | Undercabinet | BSH Home Appliances Corporation | Bosch | DUH30253UC | 30 | 0 |  | 7" | Vertical | HS | 0.25 | 115 |  |  |  | NO | N/A | N/A | N/A | N/A | N/A | 4508303
| Kitchen Range Hoods | Undercabinet | BSH Home Appliances Corporation | Bosch | DUH30253UC | 30 | 0 |  | 3 1/4" X 10" | Vertical | HS | 0.25 | 150 |  |  |  | NO | N/A | N/A | N/A | N/A | N/A | 4508303
| Kitchen Range Hoods | Undercabinet | BSH Home Appliances Corporation | Bosch | DUH30253UC | 30 | 0 |  | 3 1/4" X 10" | Horizontal | HS | 0.25 | 160 |  |  |  | NO | N/A | N/A | N/A | N/A | N/A | 4508303
| Kitchen Range Hoods | Undercabinet | BSH Home Appliances Corporation | Bosch | DUH30253UC | 30 | 0 |  | 3 1/4" X 10" | Horizontal | HS | 0.1 | 240 | 6 | 62.9 |  | NO | N/A | N/A | N/A | N/A | N/A | 4508303
| Kitchen Range Hoods | Undercabinet | BSH Home Appliances Corporation | Bosch | DUH30253UC | 30 | 0 |  | 3 1/4" X 10" | Vertical | HS | 0.1 | 240 | 6 | 62.3 |  | NO | N/A | N/A | N/A | N/A | N/A | 4508303
| Kitchen Range Hoods | Undercabinet | BSH Home Appliances Corporation | Bosch | DUH30253UC | 30 | 0 |  | 7" | Vertical | HS | 0.1 | 260 | 5.5 | 61.7 |  | NO | N/A | N/A | N/A | N/A | N/A | 4508303
| Kitchen Range Hoods | Undercabinet | BSH Home Appliances Corporation | Bosch | DUH36253UC | 36 | 0 |  | 7" | Vertical | WS | 0.033 | 140 | 2 | 28.7 |  | NO | N/A | N/A | N/A | N/A | N/A | 4508304
| Kitchen Range Hoods | Undercabinet | BSH Home Appliances Corporation | Bosch | DUH36253UC | 36 | 0 |  | 3 1/4" X 10" | Vertical | WS | 0.031 | 130 | 1.5 | 28.6 |  | NO | N/A | N/A | N/A | N/A | N/A | 4508304
| Kitchen Range Hoods | Undercabinet | BSH Home Appliances Corporation | Bosch | DUH36253UC | 36 | 0 |  | 3 1/4" X 10" | Horizontal | WS | 0.027 | 110 | 1.5 | 28.7 |  | NO | N/A | N/A | N/A | N/A | N/A | 4508304
| Kitchen Range Hoods | Undercabinet | BSH Home Appliances Corporation | Bosch | DUH36253UC | 36 | 0 |  | 7" | Vertical | HS | 0.25 | 115 |  |  |  | NO | N/A | N/A | N/A | N/A | N/A | 4508304
| Kitchen Range Hoods | Undercabinet | BSH Home Appliances Corporation | Bosch | DUH36253UC | 36 | 0 |  | 3 1/4" X 10" | Vertical | HS | 0.25 | 150 |  |  |  | NO | N/A | N/A | N/A | N/A | N/A | 4508304
| Kitchen Range Hoods | Undercabinet | BSH Home Appliances Corporation | Bosch | DUH36253UC | 36 | 0 |  | 3 1/4" X 10" | Horizontal | HS | 0.25 | 160 |  |  |  | NO | N/A | N/A | N/A | N/A | N/A | 4508304
| Kitchen Range Hoods | Undercabinet | BSH Home Appliances Corporation | Bosch | DUH36253UC | 36 | 0 |  | 3 1/4" X 10" | Horizontal | HS | 0.1 | 240 | 6 | 62.9 |  | NO | N/A | N/A | N/A | N/A | N/A | 4508304
| Kitchen Range Hoods | Undercabinet | BSH Home Appliances Corporation | Bosch | DUH36253UC | 36 | 0 |  | 3 1/4" X 10" | Vertical | HS | 0.1 | 240 | 6 | 62.3 |  | NO | N/A | N/A | N/A | N/A | N/A | 4508304
| Kitchen Range Hoods | Undercabinet | BSH Home Appliances Corporation | Bosch | DUH36253UC | 36 | 0 |  | 7" | Vertical | HS | 0.1 | 260 | 5.5 | 61.7 |  | NO | N/A | N/A | N/A | N/A | N/A | 4508304
| Kitchen Range Hoods | Undercabinet | BSH Home Appliances Corporation | Bosch | DUH80553UC | 30 | 0 |  | 8" | Vertical Exhaust | HS | 0.1 | 640 | 11.5 | 387 | 1.6 | NO | N/A | N/A | N/A | N/A | N/A | 4508320
| Kitchen Range Hoods | Undercabinet | BSH Home Appliances Corporation | Bosch | DUH80553UC | 30 | 0 |  | 8" | Vertical Exhaust | HS | 0.25 | 620 |  | 383 | 1.6 | NO | N/A | N/A | N/A | N/A | N/A | 4508320
| Kitchen Range Hoods | Undercabinet | BSH Home Appliances Corporation | Bosch | DUH80553UC | 30 | 0 |  | 8" | Vertical Exhaust | WS | 0.005 | 140 | 0.3 | 47.5 | 2.9 | NO | N/A | N/A | N/A | N/A | N/A | 4508320
| Kitchen Range Hoods | Undercabinet | BSH Home Appliances Corporation | Bosch | DUH86553UC | 36 | 0 |  | 8" | Vertical | WS | 0.005 | 140 | 0.3 | 47.5 |  | NO | N/A | N/A | N/A | N/A | N/A | 4508321
| Kitchen Range Hoods | Undercabinet | BSH Home Appliances Corporation | Bosch | DUH86553UC | 36 | 0 |  | 8" | Vertical | HS | 0.25 | 620 |  | 383 |  | NO | N/A | N/A | N/A | N/A | N/A | 4508321
| Kitchen Range Hoods | Undercabinet | BSH Home Appliances Corporation | Bosch | DUH86553UC | 36 | 0 |  | 8" | Vertical | HS | 0.1 | 640 | 11.5 | 387 |  | NO | N/A | N/A | N/A | N/A | N/A | 4508321
| Kitchen Range Hoods | Undercabinet | BSH Home Appliances Corporation | Bosch | DUHP0853UC | 30 | 0 |  | 8" | Vertical Exhaust | HS | 0.1 | 810 | 7.5 | 403 | 2.0 | NO | N/A | N/A | N/A | N/A | N/A | 4508315
| Kitchen Range Hoods | Undercabinet | BSH Home Appliances Corporation | Bosch | DUHP0853UC | 30 | 0 |  | 8" | Vertical Exhaust | HS | 0.25 | 770 |  | 399 | 1.9 | NO | N/A | N/A | N/A | N/A | N/A | 4508315
| Kitchen Range Hoods | Undercabinet | BSH Home Appliances Corporation | Bosch | DUHP0853UC | 30 | 0 |  | 8" | Vertical Exhaust | WS | 0.008 | 230 | 1.2 | 75.6 | 3.0 | NO | N/A | N/A | N/A | N/A | N/A | 4508315
| Kitchen Range Hoods | Undercabinet | BSH Home Appliances Corporation | Bosch | DUHP6853UC | 36 | 0 |  | 8" | Vertical | WS | 0.008 | 230 | 1.2 | 75.6 |  | NO | N/A | N/A | N/A | N/A | N/A | 4508316
| Kitchen Range Hoods | Undercabinet | BSH Home Appliances Corporation | Bosch | DUHP6853UC | 36 | 0 |  | 8" | Vertical | HS | 0.25 | 770 |  | 399 |  | NO | N/A | N/A | N/A | N/A | N/A | 4508316
| Kitchen Range Hoods | Undercabinet | BSH Home Appliances Corporation | Bosch | DUHP6853UC | 36 | 0 |  | 8" | Vertical | HS | 0.1 | 810 | 7.5 | 403 |  | NO | N/A | N/A | N/A | N/A | N/A | 4508316
| Bathroom Exhaust Fans |  | Broan-NuTone LLC | Broan (Canada) | E050 |  | 0 |  | 3" | Horizontal | HS | 0.1 | 50 | 2.5 | 132 |  | NO | No | No | Yes | No | Yes | 1005200
| Bathroom Exhaust Fans |  | Air King America LLC | Air King | E110D |  | 0 |  | 6" Round | Horizontal | BS | 0.1 | 150 | 0.6 | 37 | 4.0 | Yes | Yes | Yes | Yes | Yes | Yes | 1003671
| Bathroom Exhaust Fans |  | Air King America LLC | Air King | E110D |  | 0 |  | 6" Round | Horizontal | HS | 0.1 | 110 | <0.3 | 32 | 3.4 | Yes | Yes | Yes | Yes | Yes | Yes | 1003671
| Bathroom Exhaust Fans |  | Air King America LLC | Air King | E110D |  | 0 |  | 6" Round | Horizontal | LS | 0.1 | 50 | <0.3 | 16.5 | 3.0 | Yes | Yes | Yes | Yes | Yes | Yes | 1003671
| Bathroom Exhaust Fans |  | Air King America LLC | Air King | E110D |  | 0 |  | 6" Round | Horizontal | BS | 0.25 | 111 |  |  |  | Yes | Yes | Yes | Yes | Yes | Yes | 1003671
| Bathroom Exhaust Fans |  | Air King America LLC | Air King | E110S |  | 0 |  | 6" | Horizontal | HS | 0.1 | 110 | <0.3 | 32 | 3.4 | Yes | Yes | Yes | Yes | Yes | Yes | 1003675
| Bathroom Exhaust Fans |  | Air King America LLC | Air King | E110S |  | 0 |  | 6" | Horizontal | BS | 0.1 | 150 | 0.6 | 37 | 4.0 | Yes | Yes | Yes | Yes | Yes | Yes | 1003675
| Bathroom Exhaust Fans |  | Air King America LLC | Air King | E110S |  | 0 |  | 6" | Horizontal | BS | 0.25 | 111 |  |  |  | Yes | Yes | Yes | Yes | Yes | Yes | 1003675
| Kitchen Range Hoods | Insert/Power Pack | Broan-NuTone LLC | Broan (Canada) | E1230SS | 30 | 0 |  | 6" | Vertical | HS | 0.1 | 480 | 9.5 | 283 | 1.6 | NO | N/A | N/A | N/A | N/A | N/A | 4507552
| Kitchen Range Hoods | Insert/Power Pack | Broan-NuTone LLC | Broan (Canada) | E1230SS | 30 | 0 |  | 6" | Vertical | WS | 0.023 | 230 | 3 | 165 | 1.3 | NO | N/A | N/A | N/A | N/A | N/A | 4507552
| Kitchen Range Hoods | Insert/Power Pack | Broan-NuTone LLC | Broan (Canada) | E1230SS | 30 | 0 |  | 6" | Vertical | HS | 0.25 | 460 |  |  |  | NO | N/A | N/A | N/A | N/A | N/A | 4507552
| Bathroom Exhaust Fans |  | Air King America LLC | Air King | E130S |  | 0 |  | 6" | Horizontal | BS | 0.1 | 150 | 0.7 | 37 | 4.0 | Yes | Yes | Yes | Yes | Yes | Yes | 1004541
| Bathroom Exhaust Fans |  | Air King America LLC | Air King | E130S |  | 0 |  | 6" | Horizontal | HS | 0.1 | 130 | <0.3 | 33 | 3.9 | Yes | Yes | Yes | Yes | Yes | Yes | 1004541
| Bathroom Exhaust Fans |  | Air King America LLC | Air King | E130S |  | 0 |  | 6" | Horizontal | BS | 0.25 | 113 |  |  |  | Yes | Yes | Yes | Yes | Yes | Yes | 1004541
| Bathroom Exhaust Fans |  | Air King America LLC | Air King | E130SGH |  | 0 |  | 6" | Horizontal | BS | 0.1 | 150 | 0.7 | 37 | 4.0 | Yes | Yes | Yes | Yes | Yes | Yes | 1004543
| Bathroom Exhaust Fans |  | Air King America LLC | Air King | E130SGH |  | 0 |  | 6" | Horizontal | HS | 0.1 | 130 | <0.3 | 33 | 3.9 | Yes | Yes | Yes | Yes | Yes | Yes | 1004543
| Bathroom Exhaust Fans |  | Air King America LLC | Air King | E130SGH |  | 0 |  | 6" | Horizontal | BS | 0.25 | 113 |  |  |  | Yes | Yes | Yes | Yes | Yes | Yes | 1004543
| Bathroom Exhaust Fans |  | Air King America LLC | Air King | E130SH |  | 0 |  | 6" | Horizontal | BS | 0.1 | 150 | 0.7 | 37 | 4.0 | Yes | Yes | Yes | Yes | Yes | Yes | 1004544
| Bathroom Exhaust Fans |  | Air King America LLC | Air King | E130SH |  | 0 |  | 6" | Horizontal | HS | 0.1 | 130 | <0.3 | 33 | 3.9 | Yes | Yes | Yes | Yes | Yes | Yes | 1004544
| Bathroom Exhaust Fans |  | Air King America LLC | Air King | E130SH |  | 0 |  | 6" | Horizontal | BS | 0.25 | 113 |  |  |  | Yes | Yes | Yes | Yes | Yes | Yes | 1004544
| Kitchen Range Hoods | Undercabinet | Broan-NuTone LLC | Broan | E6030SS | 30 | 0 |  | 3 1/4" X 10" | Vertical | WS | 0.007 | 150 | 2 | 77.7 | 1.9 | NO | N/A | N/A | N/A | N/A | N/A | 4507533
| Kitchen Range Hoods | Undercabinet | Broan-NuTone LLC | Broan | E6030SS | 30 | 0 |  | 3 1/4" X 10" | Vertical | HS | 0.1 | 600 | 12.5 | 444 | 1.3 | NO | N/A | N/A | N/A | N/A | N/A | 4507533
| Kitchen Range Hoods | Undercabinet | Broan-NuTone LLC | Broan | E6030SS | 30 | 0 |  | 3 1/4" X 10" | Horizontal | WS | 0.006 | 150 | 2 | 79.3 | 1.8 | NO | N/A | N/A | N/A | N/A | N/A | 4507533
| Kitchen Range Hoods | Undercabinet | Broan-NuTone LLC | Broan | E6030SS | 30 | 0 |  | 3 1/4" X 10" | Horizontal | HS | 0.1 | 600 | 13 | 424 | 1.4 | NO | N/A | N/A | N/A | N/A | N/A | 4507533
| Kitchen Range Hoods | Undercabinet | Broan-NuTone LLC | Broan | E6030SS | 30 | 0 |  | 3 1/4" X 10" | Vertical | HS | 0.25 | 580 |  |  |  | NO | N/A | N/A | N/A | N/A | N/A | 4507533
| Kitchen Range Hoods | Undercabinet | Broan-NuTone LLC | Broan | E6030SS | 30 | 0 |  | 3 1/4" X 10" | Horizontal | HS | 0.25 | 580 |  |  |  | NO | N/A | N/A | N/A | N/A | N/A | 4507533
| Kitchen Range Hoods | Undercabinet | Broan-NuTone LLC | Broan (Canada) | E6030SSLC | 30 | 0 |  | 3 1/4" X 10" | Vertical | WS | 0.007 | 150 | 2 | 77.7 | 1.9 | NO | N/A | N/A | N/A | N/A | N/A | 4507534
| Kitchen Range Hoods | Undercabinet | Broan-NuTone LLC | Broan (Canada) | E6030SSLC | 30 | 0 |  | 3 1/4" X 10" | Vertical | HS | 0.1 | 600 | 12.5 | 444 | 1.3 | NO | N/A | N/A | N/A | N/A | N/A | 4507534
| Kitchen Range Hoods | Undercabinet | Broan-NuTone LLC | Broan (Canada) | E6030SSLC | 30 | 0 |  | 3 1/4" X 10" | Horizontal | WS | 0.006 | 150 | 2 | 79.3 | 1.8 | NO | N/A | N/A | N/A | N/A | N/A | 4507534
| Kitchen Range Hoods | Undercabinet | Broan-NuTone LLC | Broan (Canada) | E6030SSLC | 30 | 0 |  | 3 1/4" X 10" | Horizontal | HS | 0.1 | 600 | 13 | 424 | 1.4 | NO | N/A | N/A | N/A | N/A | N/A | 4507534
| Kitchen Range Hoods | Undercabinet | Broan-NuTone LLC | Broan (Canada) | E6030SSLC | 30 | 0 |  | 3 1/4" X 10" | Vertical | HS | 0.25 | 580 |  |  |  | NO | N/A | N/A | N/A | N/A | N/A | 4507534
| Kitchen Range Hoods | Undercabinet | Broan-NuTone LLC | Broan (Canada) | E6030SSLC | 30 | 0 |  | 3 1/4" X 10" | Horizontal | HS | 0.25 | 580 |  |  |  | NO | N/A | N/A | N/A | N/A | N/A | 4507534
| Kitchen Range Hoods | Undercabinet | Broan-NuTone LLC | Broan | E6030SSM | 30 | 0 |  | 3 1/4" x 10" | Vertical | WS | 0.005 | 130 | <0.3 | 44.1 |  | NO | N/A | N/A | N/A | N/A | N/A | 4508335
| Kitchen Range Hoods | Undercabinet | Broan-NuTone LLC | Broan | E6030SSM | 30 | 0 |  | 3 1/4" x 10" | Horizontal | WS | 0.005 | 120 | <0.3 | 43.7 |  | NO | N/A | N/A | N/A | N/A | N/A | 4508335
| Kitchen Range Hoods | Undercabinet | Broan-NuTone LLC | Broan | E6030SSM | 30 | 0 |  | 3 1/4" x 10" | Horizontal | HS | 0.25 | 540 |  |  |  | NO | N/A | N/A | N/A | N/A | N/A | 4508335
| Kitchen Range Hoods | Undercabinet | Broan-NuTone LLC | Broan | E6030SSM | 30 | 0 |  | 3 1/4" x 10" | Horizontal | HS | 0.1 | 560 | 9.5 | 339 |  | NO | N/A | N/A | N/A | N/A | N/A | 4508335
| Kitchen Range Hoods | Undercabinet | Broan-NuTone LLC | Broan | E6030SSM | 30 | 0 |  | 3 1/4" x 10" | Vertical | HS | 0.25 | 550 |  |  |  | NO | N/A | N/A | N/A | N/A | N/A | 4508335
| Kitchen Range Hoods | Undercabinet | Broan-NuTone LLC | Broan | E6030SSM | 30 | 0 |  | 3 1/4" x 10" | Vertical | HS | 0.1 | 570 | 9.5 | 343 |  | NO | N/A | N/A | N/A | N/A | N/A | 4508335
| Kitchen Range Hoods | Undercabinet | Broan-NuTone LLC | Broan | E6030SSM | 30 | 0 |  | 8" | Vertical | WS | 0.005 | 130 | <0.3 | 44.1 |  | NO | N/A | N/A | N/A | N/A | N/A | 4508335
| Kitchen Range Hoods | Undercabinet | Broan-NuTone LLC | Broan | E6030SSM | 30 | 0 |  | 8" | Vertical | HS | 0.25 | 560 |  |  |  | NO | N/A | N/A | N/A | N/A | N/A | 4508335
| Kitchen Range Hoods | Undercabinet | Broan-NuTone LLC | Broan | E6030SSM | 30 | 0 |  | 8" | Vertical | HS | 0.1 | 590 | 10 | 347 |  | NO | N/A | N/A | N/A | N/A | N/A | 4508335
| Kitchen Range Hoods | Undercabinet | Broan-NuTone LLC | Broan | E6036SS | 36 | 0 |  | 3 1/4" X 10" | Vertical | WS | 0.007 | 150 | 2 | 77.7 | 1.9 | NO | N/A | N/A | N/A | N/A | N/A | 4507535
| Kitchen Range Hoods | Undercabinet | Broan-NuTone LLC | Broan | E6036SS | 36 | 0 |  | 3 1/4" X 10" | Vertical | HS | 0.1 | 600 | 12.5 | 444 | 1.3 | NO | N/A | N/A | N/A | N/A | N/A | 4507535
| Kitchen Range Hoods | Undercabinet | Broan-NuTone LLC | Broan | E6036SS | 36 | 0 |  | 3 1/4" X 10" | Horizontal | WS | 0.006 | 150 | 2 | 79.3 | 1.8 | NO | N/A | N/A | N/A | N/A | N/A | 4507535
| Kitchen Range Hoods | Undercabinet | Broan-NuTone LLC | Broan | E6036SS | 36 | 0 |  | 3 1/4" X 10" | Horizontal | HS | 0.1 | 600 | 13 | 424 | 1.4 | NO | N/A | N/A | N/A | N/A | N/A | 4507535
| Kitchen Range Hoods | Undercabinet | Broan-NuTone LLC | Broan | E6036SS | 36 | 0 |  | 3 1/4" X 10" | Vertical | HS | 0.25 | 580 |  |  |  | NO | N/A | N/A | N/A | N/A | N/A | 4507535
| Kitchen Range Hoods | Undercabinet | Broan-NuTone LLC | Broan | E6036SS | 36 | 0 |  | 3 1/4" X 10" | Horizontal | HS | 0.25 | 580 |  |  |  | NO | N/A | N/A | N/A | N/A | N/A | 4507535
| Kitchen Range Hoods | Undercabinet | Broan-NuTone LLC | Broan (Canada) | E6036SSLC | 36 | 0 |  | 3 1/4" X 10" | Vertical | WS | 0.007 | 150 | 2 | 77.7 | 1.9 | NO | N/A | N/A | N/A | N/A | N/A | 4507536
| Kitchen Range Hoods | Undercabinet | Broan-NuTone LLC | Broan (Canada) | E6036SSLC | 36 | 0 |  | 3 1/4" X 10" | Vertical | HS | 0.1 | 600 | 12.5 | 444 | 1.3 | NO | N/A | N/A | N/A | N/A | N/A | 4507536
| Kitchen Range Hoods | Undercabinet | Broan-NuTone LLC | Broan (Canada) | E6036SSLC | 36 | 0 |  | 3 1/4" X 10" | Horizontal | WS | 0.006 | 150 | 2 | 79.3 | 1.8 | NO | N/A | N/A | N/A | N/A | N/A | 4507536
| Kitchen Range Hoods | Undercabinet | Broan-NuTone LLC | Broan (Canada) | E6036SSLC | 36 | 0 |  | 3 1/4" X 10" | Horizontal | HS | 0.1 | 600 | 13 | 424 | 1.4 | NO | N/A | N/A | N/A | N/A | N/A | 4507536
| Kitchen Range Hoods | Undercabinet | Broan-NuTone LLC | Broan (Canada) | E6036SSLC | 36 | 0 |  | 3 1/4" X 10" | Vertical | HS | 0.25 | 580 |  |  |  | NO | N/A | N/A | N/A | N/A | N/A | 4507536
| Kitchen Range Hoods | Undercabinet | Broan-NuTone LLC | Broan (Canada) | E6036SSLC | 36 | 0 |  | 3 1/4" X 10" | Horizontal | HS | 0.25 | 580 |  |  |  | NO | N/A | N/A | N/A | N/A | N/A | 4507536
| Kitchen Range Hoods | Undercabinet | Broan-NuTone LLC | Broan | E6036SSM | 36 | 0 |  | 3 1/4" x 10" | Horizontal | WS | 0.005 | 120 | <0.3 | 43.7 |  | NO | N/A | N/A | N/A | N/A | N/A | 4508334
| Kitchen Range Hoods | Undercabinet | Broan-NuTone LLC | Broan | E6036SSM | 36 | 0 |  | 3 1/4" x 10" | Horizontal | HS | 0.25 | 540 |  |  |  | NO | N/A | N/A | N/A | N/A | N/A | 4508334
| Kitchen Range Hoods | Undercabinet | Broan-NuTone LLC | Broan | E6036SSM | 36 | 0 |  | 3 1/4" x 10" | Horizontal | HS | 0.1 | 560 | 9.5 | 339 |  | NO | N/A | N/A | N/A | N/A | N/A | 4508334
| Kitchen Range Hoods | Undercabinet | Broan-NuTone LLC | Broan | E6036SSM | 36 | 0 |  | 3 1/4" x 10" | Vertical | WS | 0.005 | 130 | <0.3 | 44.1 |  | NO | N/A | N/A | N/A | N/A | N/A | 4508334
| Kitchen Range Hoods | Undercabinet | Broan-NuTone LLC | Broan | E6036SSM | 36 | 0 |  | 3 1/4" x 10" | Vertical | HS | 0.25 | 550 |  |  |  | NO | N/A | N/A | N/A | N/A | N/A | 4508334
| Kitchen Range Hoods | Undercabinet | Broan-NuTone LLC | Broan | E6036SSM | 36 | 0 |  | 3 1/4" x 10" | Vertical | HS | 0.1 | 570 | 9.5 | 343 |  | NO | N/A | N/A | N/A | N/A | N/A | 4508334
| Kitchen Range Hoods | Undercabinet | Broan-NuTone LLC | Broan | E6036SSM | 36 | 0 |  | 8" | Vertical | WS | 0.005 | 130 | <0.3 | 44.1 |  | NO | N/A | N/A | N/A | N/A | N/A | 4508334
| Kitchen Range Hoods | Undercabinet | Broan-NuTone LLC | Broan | E6036SSM | 36 | 0 |  | 8" | Vertical | HS | 0.25 | 560 |  |  |  | NO | N/A | N/A | N/A | N/A | N/A | 4508334
| Kitchen Range Hoods | Undercabinet | Broan-NuTone LLC | Broan | E6036SSM | 36 | 0 |  | 8" | Vertical | HS | 0.1 | 590 | 10 | 347 |  | NO | N/A | N/A | N/A | N/A | N/A | 4508334
| Kitchen Range Hoods | Undercabinet | Broan-NuTone LLC | Broan | E6042TSSM | 42 | 0 |  | 4 1/2" x 18" | Horizontal | WS | 0.006 | 280 | 0.4 | 90.5 |  | NO | N/A | N/A | N/A | N/A | N/A | 4508328
| Kitchen Range Hoods | Undercabinet | Broan-NuTone LLC | Broan | E6042TSSM | 42 | 0 |  | 4 1/2" x 18" | Horizontal | HS | 0.25 | 1150 |  |  |  | NO | N/A | N/A | N/A | N/A | N/A | 4508328
| Kitchen Range Hoods | Undercabinet | Broan-NuTone LLC | Broan | E6042TSSM | 42 | 0 |  | 4 1/2" x 18" | Horizontal | HS | 0.1 | 1180 | 12 | 700 |  | NO | N/A | N/A | N/A | N/A | N/A | 4508328
| Kitchen Range Hoods | Undercabinet | Broan-NuTone LLC | Broan | E6042TSSM | 42 | 0 |  | 4 1/2" x 18" | Vertical | WS | 0.006 | 290 | 0.4 | 91.1 |  | NO | N/A | N/A | N/A | N/A | N/A | 4508328
| Kitchen Range Hoods | Undercabinet | Broan-NuTone LLC | Broan | E6042TSSM | 42 | 0 |  | 4 1/2" x 18" | Vertical | HS | 0.25 | 1170 |  |  |  | NO | N/A | N/A | N/A | N/A | N/A | 4508328
| Kitchen Range Hoods | Undercabinet | Broan-NuTone LLC | Broan | E6042TSSM | 42 | 0 |  | 4 1/2" x 18" | Vertical | HS | 0.1 | 1200 | 11.5 | 711 |  | NO | N/A | N/A | N/A | N/A | N/A | 4508328
| Kitchen Range Hoods | Undercabinet | Broan-NuTone LLC | Broan | E6048TSSM | 48 | 0 |  | 4 1/2" x 18" | Horizontal | WS | 0.006 | 280 | 0.4 | 90.5 |  | NO | N/A | N/A | N/A | N/A | N/A | 4508329
| Kitchen Range Hoods | Undercabinet | Broan-NuTone LLC | Broan | E6048TSSM | 48 | 0 |  | 4 1/2" x 18" | Horizontal | HS | 0.25 | 1150 |  |  |  | NO | N/A | N/A | N/A | N/A | N/A | 4508329
| Kitchen Range Hoods | Undercabinet | Broan-NuTone LLC | Broan | E6048TSSM | 48 | 0 |  | 4 1/2" x 18" | Horizontal | HS | 0.1 | 1180 | 12 | 700 |  | NO | N/A | N/A | N/A | N/A | N/A | 4508329
| Kitchen Range Hoods | Undercabinet | Broan-NuTone LLC | Broan | E6048TSSM | 48 | 0 |  | 4 1/2" x 18" | Vertical | WS | 0.006 | 290 | 0.4 | 91.1 |  | NO | N/A | N/A | N/A | N/A | N/A | 4508329
| Kitchen Range Hoods | Undercabinet | Broan-NuTone LLC | Broan | E6048TSSM | 48 | 0 |  | 4 1/2" x 18" | Vertical | HS | 0.25 | 1170 |  |  |  | NO | N/A | N/A | N/A | N/A | N/A | 4508329
| Kitchen Range Hoods | Undercabinet | Broan-NuTone LLC | Broan | E6048TSSM | 48 | 0 |  | 4 1/2" x 18" | Vertical | HS | 0.1 | 1200 | 11.5 | 711 |  | NO | N/A | N/A | N/A | N/A | N/A | 4508329
| Kitchen Range Hoods | Undercabinet | Broan-NuTone LLC | Broan | E6430SSM | 30 | 0 |  | 3 1/4" x 10" | Horizontal | WS | 0.005 | 120 | <0.3 | 43.7 |  | NO | N/A | N/A | N/A | N/A | N/A | 4508333
| Kitchen Range Hoods | Undercabinet | Broan-NuTone LLC | Broan | E6430SSM | 30 | 0 |  | 3 1/4" x 10" | Horizontal | HS | 0.25 | 540 |  |  |  | NO | N/A | N/A | N/A | N/A | N/A | 4508333
| Kitchen Range Hoods | Undercabinet | Broan-NuTone LLC | Broan | E6430SSM | 30 | 0 |  | 3 1/4" x 10" | Horizontal | HS | 0.1 | 560 | 9.5 | 339 |  | NO | N/A | N/A | N/A | N/A | N/A | 4508333
| Kitchen Range Hoods | Undercabinet | Broan-NuTone LLC | Broan | E6430SSM | 30 | 0 |  | 3 1/4" x 10" | Vertical | WS | 0.005 | 130 | <0.3 | 44.1 |  | NO | N/A | N/A | N/A | N/A | N/A | 4508333
| Kitchen Range Hoods | Undercabinet | Broan-NuTone LLC | Broan | E6430SSM | 30 | 0 |  | 3 1/4" x 10" | Vertical | HS | 0.25 | 550 |  |  |  | NO | N/A | N/A | N/A | N/A | N/A | 4508333
| Kitchen Range Hoods | Undercabinet | Broan-NuTone LLC | Broan | E6430SSM | 30 | 0 |  | 3 1/4" x 10" | Vertical | HS | 0.1 | 570 | 9.5 | 343 |  | NO | N/A | N/A | N/A | N/A | N/A | 4508333
| Kitchen Range Hoods | Undercabinet | Broan-NuTone LLC | Broan | E6430SSM | 30 | 0 |  | 8" | Vertical | WS | 0.005 | 130 | <0.3 | 44.1 |  | NO | N/A | N/A | N/A | N/A | N/A | 4508333
| Kitchen Range Hoods | Undercabinet | Broan-NuTone LLC | Broan | E6430SSM | 30 | 0 |  | 8" | Vertical | HS | 0.25 | 560 |  |  |  | NO | N/A | N/A | N/A | N/A | N/A | 4508333
| Kitchen Range Hoods | Undercabinet | Broan-NuTone LLC | Broan | E6430SSM | 30 | 0 |  | 8" | Vertical | HS | 0.1 | 590 | 10 | 347 |  | NO | N/A | N/A | N/A | N/A | N/A | 4508333
| Kitchen Range Hoods | Undercabinet | Broan-NuTone LLC | Broan | E6436SSM | 36 | 0 |  | 3 1/4" x 10" | Horizontal | WS | 0.005 | 120 | <0.3 | 43.7 |  | NO | N/A | N/A | N/A | N/A | N/A | 4508332
| Kitchen Range Hoods | Undercabinet | Broan-NuTone LLC | Broan | E6436SSM | 36 | 0 |  | 3 1/4" x 10" | Horizontal | HS | 0.25 | 540 |  |  |  | NO | N/A | N/A | N/A | N/A | N/A | 4508332
| Kitchen Range Hoods | Undercabinet | Broan-NuTone LLC | Broan | E6436SSM | 36 | 0 |  | 3 1/4" x 10" | Horizontal | HS | 0.1 | 560 | 9.5 | 339 |  | NO | N/A | N/A | N/A | N/A | N/A | 4508332
| Kitchen Range Hoods | Undercabinet | Broan-NuTone LLC | Broan | E6436SSM | 36 | 0 |  | 3 1/4" x 10" | Vertical | WS | 0.005 | 130 | <0.3 | 44.1 |  | NO | N/A | N/A | N/A | N/A | N/A | 4508332
| Kitchen Range Hoods | Undercabinet | Broan-NuTone LLC | Broan | E6436SSM | 36 | 0 |  | 3 1/4" x 10" | Vertical | HS | 0.25 | 550 |  |  |  | NO | N/A | N/A | N/A | N/A | N/A | 4508332
| Kitchen Range Hoods | Undercabinet | Broan-NuTone LLC | Broan | E6436SSM | 36 | 0 |  | 3 1/4" x 10" | Vertical | HS | 0.1 | 570 | 9.5 | 343 |  | NO | N/A | N/A | N/A | N/A | N/A | 4508332
| Kitchen Range Hoods | Undercabinet | Broan-NuTone LLC | Broan | E6436SSM | 36 | 0 |  | 8" | Vertical | WS | 0.005 | 130 | <0.3 | 44.1 |  | NO | N/A | N/A | N/A | N/A | N/A | 4508332
| Kitchen Range Hoods | Undercabinet | Broan-NuTone LLC | Broan | E6436SSM | 36 | 0 |  | 8" | Vertical | HS | 0.25 | 560 |  |  |  | NO | N/A | N/A | N/A | N/A | N/A | 4508332
| Kitchen Range Hoods | Undercabinet | Broan-NuTone LLC | Broan | E6436SSM | 36 | 0 |  | 8" | Vertical | HS | 0.1 | 590 | 10 | 347 |  | NO | N/A | N/A | N/A | N/A | N/A | 4508332
| Kitchen Range Hoods | Undercabinet | Broan-NuTone LLC | Broan (Canada) | E6436TSSLC | 36 | 0 |  | 4 1/2" X 18" | Vertical | WS | 0.007 | 310 | 2 | 148 | 2.0 | NO | N/A | N/A | N/A | N/A | N/A | 4507544
| Kitchen Range Hoods | Undercabinet | Broan-NuTone LLC | Broan (Canada) | E6436TSSLC | 36 | 0 |  | 4 1/2" X 18" | Vertical | HS | 0.1 | 1180 | 15 | 840 | 1.4 | NO | N/A | N/A | N/A | N/A | N/A | 4507544
| Kitchen Range Hoods | Undercabinet | Broan-NuTone LLC | Broan (Canada) | E6436TSSLC | 36 | 0 |  | 4 1/2" X 18" | Horizontal | WS | 0.007 | 320 | 2.5 | 139 | 2.3 | NO | N/A | N/A | N/A | N/A | N/A | 4507544
| Kitchen Range Hoods | Undercabinet | Broan-NuTone LLC | Broan (Canada) | E6436TSSLC | 36 | 0 |  | 4 1/2" X 18" | Horizontal | HS | 0.1 | 1200 | 16 | 790 | 1.5 | NO | N/A | N/A | N/A | N/A | N/A | 4507544
| Kitchen Range Hoods | Undercabinet | Broan-NuTone LLC | Broan (Canada) | E6436TSSLC | 36 | 0 |  | 4 1/2" X 18" | Vertical | HS | 0.25 | 1140 |  |  |  | NO | N/A | N/A | N/A | N/A | N/A | 4507544
| Kitchen Range Hoods | Undercabinet | Broan-NuTone LLC | Broan (Canada) | E6436TSSLC | 36 | 0 |  | 4 1/2" X 18" | Horizontal | HS | 0.25 | 1160 |  |  |  | NO | N/A | N/A | N/A | N/A | N/A | 4507544
| Kitchen Range Hoods | Undercabinet | Broan-NuTone LLC | Broan (Canada) | E6442TSSLC | 42 | 0 |  | 4 1/2" X 18" | Vertical | WS | 0.007 | 310 | 2 | 148 | 2.0 | NO | N/A | N/A | N/A | N/A | N/A | 4507543
| Kitchen Range Hoods | Undercabinet | Broan-NuTone LLC | Broan (Canada) | E6442TSSLC | 42 | 0 |  | 4 1/2" X 18" | Vertical | HS | 0.1 | 1180 | 15 | 840 | 1.4 | NO | N/A | N/A | N/A | N/A | N/A | 4507543
| Kitchen Range Hoods | Undercabinet | Broan-NuTone LLC | Broan (Canada) | E6442TSSLC | 42 | 0 |  | 4 1/2" X 18" | Horizontal | WS | 0.007 | 320 | 2.5 | 139 | 2.3 | NO | N/A | N/A | N/A | N/A | N/A | 4507543
| Kitchen Range Hoods | Undercabinet | Broan-NuTone LLC | Broan (Canada) | E6442TSSLC | 42 | 0 |  | 4 1/2" X 18" | Horizontal | HS | 0.1 | 1200 | 16 | 790 | 1.5 | NO | N/A | N/A | N/A | N/A | N/A | 4507543
| Kitchen Range Hoods | Undercabinet | Broan-NuTone LLC | Broan (Canada) | E6442TSSLC | 42 | 0 |  | 4 1/2" X 18" | Vertical | HS | 0.25 | 1140 |  |  |  | NO | N/A | N/A | N/A | N/A | N/A | 4507543
| Kitchen Range Hoods | Undercabinet | Broan-NuTone LLC | Broan (Canada) | E6442TSSLC | 42 | 0 |  | 4 1/2" X 18" | Horizontal | HS | 0.25 | 1160 |  |  |  | NO | N/A | N/A | N/A | N/A | N/A | 4507543
| Kitchen Range Hoods | Undercabinet | Broan-NuTone LLC | Broan | E6448TSS | 48 | 0 |  | 4 1/2" X 18" | Vertical | WS | 0.007 | 310 | 2 | 148 | 2.0 | NO | N/A | N/A | N/A | N/A | N/A | 4507545
| Kitchen Range Hoods | Undercabinet | Broan-NuTone LLC | Broan | E6448TSS | 48 | 0 |  | 4 1/2" X 18" | Vertical | HS | 0.1 | 1180 | 15 | 840 | 1.4 | NO | N/A | N/A | N/A | N/A | N/A | 4507545
| Kitchen Range Hoods | Undercabinet | Broan-NuTone LLC | Broan | E6448TSS | 48 | 0 |  | 4 1/2" X 18" | Horizontal | WS | 0.007 | 320 | 2.5 | 139 | 2.3 | NO | N/A | N/A | N/A | N/A | N/A | 4507545
| Kitchen Range Hoods | Undercabinet | Broan-NuTone LLC | Broan | E6448TSS | 48 | 0 |  | 4 1/2" X 18" | Horizontal | HS | 0.1 | 1200 | 16 | 790 | 1.5 | NO | N/A | N/A | N/A | N/A | N/A | 4507545
| Kitchen Range Hoods | Undercabinet | Broan-NuTone LLC | Broan | E6448TSS | 48 | 0 |  | 4 1/2" X 18" | Vertical | HS | 0.25 | 1140 |  |  |  | NO | N/A | N/A | N/A | N/A | N/A | 4507545
| Kitchen Range Hoods | Undercabinet | Broan-NuTone LLC | Broan | E6448TSS | 48 | 0 |  | 4 1/2" X 18" | Horizontal | HS | 0.25 | 1160 |  |  |  | NO | N/A | N/A | N/A | N/A | N/A | 4507545
| Kitchen Range Hoods | Undercabinet | Broan-NuTone LLC | Broan (Canada) | E6448TSSLC | 48 | 0 |  | 4 1/2" X 18" | Vertical | WS | 0.007 | 310 | 2 | 148 | 2.0 | NO | N/A | N/A | N/A | N/A | N/A | 4507546
| Kitchen Range Hoods | Undercabinet | Broan-NuTone LLC | Broan (Canada) | E6448TSSLC | 48 | 0 |  | 4 1/2" X 18" | Vertical | HS | 0.1 | 1180 | 15 | 840 | 1.4 | NO | N/A | N/A | N/A | N/A | N/A | 4507546
| Kitchen Range Hoods | Undercabinet | Broan-NuTone LLC | Broan (Canada) | E6448TSSLC | 48 | 0 |  | 4 1/2" X 18" | Horizontal | WS | 0.007 | 320 | 2.5 | 139 | 2.3 | NO | N/A | N/A | N/A | N/A | N/A | 4507546
| Kitchen Range Hoods | Undercabinet | Broan-NuTone LLC | Broan (Canada) | E6448TSSLC | 48 | 0 |  | 4 1/2" X 18" | Horizontal | HS | 0.1 | 1200 | 16 | 790 | 1.5 | NO | N/A | N/A | N/A | N/A | N/A | 4507546
| Kitchen Range Hoods | Undercabinet | Broan-NuTone LLC | Broan (Canada) | E6448TSSLC | 48 | 0 |  | 4 1/2" X 18" | Vertical | HS | 0.25 | 1140 |  |  |  | NO | N/A | N/A | N/A | N/A | N/A | 4507546
| Kitchen Range Hoods | Undercabinet | Broan-NuTone LLC | Broan (Canada) | E6448TSSLC | 48 | 0 |  | 4 1/2" X 18" | Horizontal | HS | 0.25 | 1160 |  |  |  | NO | N/A | N/A | N/A | N/A | N/A | 4507546
| Bathroom Exhaust Fans |  | Air King America LLC | Air King | E80S |  | 0 |  | 6" | Horizontal | BS | 0.1 | 110 | 0.7 | 37 | 2.9 | Yes | Yes | Yes | Yes | Yes | Yes | 1004198
| Bathroom Exhaust Fans |  | Air King America LLC | Air King | E80S |  | 0 |  | 6" | Horizontal | HS | 0.1 | 80 | <0.3 | 26.2 | 3.0 | Yes | Yes | Yes | Yes | Yes | Yes | 1004198
| Bathroom Exhaust Fans |  | Air King America LLC | Air King | E80S |  | 0 |  | 6" | Horizontal | BS | 0.25 | 84 |  |  |  | Yes | Yes | Yes | Yes | Yes | Yes | 1004198
| Bathroom Exhaust Fans |  | Air King America LLC | Air King | E80SH |  | 0 |  | 6" | Horizontal | BS | 0.1 | 110 | 0.7 | 37 | 2.9 | Yes | Yes | Yes | Yes | Yes | Yes | 1004201
| Bathroom Exhaust Fans |  | Air King America LLC | Air King | E80SH |  | 0 |  | 6" | Horizontal | HS | 0.1 | 80 | <0.3 | 26.2 | 3.0 | Yes | Yes | Yes | Yes | Yes | Yes | 1004201
| Bathroom Exhaust Fans |  | Air King America LLC | Air King | E80SH |  | 0 |  | 6" | Horizontal | BS | 0.25 | 84 |  |  |  | Yes | Yes | Yes | Yes | Yes | Yes | 1004201
| Bathroom Exhaust Fans |  | Reversomatic Manufacturing Ltd. | Reversomatic | EB 50 |  | 0 |  | 3" | Horizontal Exhaust | HS | 0.1 | 50 | 4 | 52.8 | 0.9 | NO | No | No | Yes | No | Yes | 1007354
| Bathroom Exhaust Fans |  | Reversomatic Manufacturing Ltd. | Reversomatic | EB-100 |  | 0 |  | 4" | Horizontal Exhaust | HS | 0.1 | 100 | 3 | 51 | 1.9 | NO | No | No | Yes | No | Yes | 1007170
| Bathroom Exhaust Fans |  | Reversomatic Manufacturing Ltd. | Reversomatic | EB-45 |  | 0 |  | 3" | Horizontal Exhaust | HS | 0.1 | 40 | 4 | 54.8 | 0.7 | NO | No | No | Yes | No | Yes | 1006228
| Bathroom Exhaust Fans |  | Reversomatic Manufacturing Ltd. | Reversomatic | EB-70 |  | 0 |  | 3" | Horizontal | HS | 0.1 | 40 | 3 | 53 | 0.7 | NO | No | No | Yes | No | Yes | 1007005
| Remote Exterior Mounted Ventilators (REMV) |  | Broan-NuTone LLC | Best | EB15 |  | 0 |  | 10" | Direct | HS | 0.1 | 1380 |  | 469 | 2.9 | NO | No | No | No | No | No | 6000129
| Remote Exterior Mounted Ventilators (REMV) |  | Broan-NuTone LLC | Best | EB15 |  | 0 |  | 10" | Direct | HS | 0.03 | 1400 |  | 467 | 2.9 | NO | No | No | No | No | No | 6000129
| Remote Exterior Mounted Ventilators (REMV) |  | Broan-NuTone LLC | Best | EB9 |  | 0 |  | 10" | Direct | HS | 0.1 | 840 |  | 532 | 1.5 | NO | No | No | No | No | No | 6000127
| Remote Exterior Mounted Ventilators (REMV) |  | Broan-NuTone LLC | Best | EB9 |  | 0 |  | 10" | Direct | HS | 0.03 | 860 |  | 541 | 1.5 | NO | No | No | No | No | No | 6000127
| Kitchen Range Hoods | Undercabinet | Broan-NuTone LLC | Broan | EBS1244SS | 24 | 0 |  | 6" | Vertical | WS | 0.027 | 190 | 1.2 | 122 | 1.5 | NO | N/A | N/A | N/A | N/A | N/A | 4507201
| Kitchen Range Hoods | Undercabinet | Broan-NuTone LLC | Broan | EBS1244SS | 24 | 0 |  | 6" | Vertical | HS | 0.1 | 370 | 5 | 220 | 1.6 | NO | N/A | N/A | N/A | N/A | N/A | 4507201
| Kitchen Range Hoods | Undercabinet | Broan-NuTone LLC | Broan | EBS1244SS | 24 | 0 |  | 6" | Vertical | HS | 0.25 | 350 |  |  |  | NO | N/A | N/A | N/A | N/A | N/A | 4507201
| Kitchen Range Hoods | Undercabinet | Broan-NuTone LLC | Broan | EBS1304SS | 30 | 0 |  | 6" | Vertical | WS | 0.027 | 190 | 1.2 | 122 | 1.5 | NO | N/A | N/A | N/A | N/A | N/A | 4507202
| Kitchen Range Hoods | Undercabinet | Broan-NuTone LLC | Broan | EBS1304SS | 30 | 0 |  | 6" | Vertical | HS | 0.1 | 370 | 5 | 220 | 1.6 | NO | N/A | N/A | N/A | N/A | N/A | 4507202
| Kitchen Range Hoods | Undercabinet | Broan-NuTone LLC | Broan | EBS1304SS | 30 | 0 |  | 6" | Vertical | HS | 0.25 | 350 |  |  |  | NO | N/A | N/A | N/A | N/A | N/A | 4507202
| Kitchen Range Hoods | Undercabinet | Broan-NuTone LLC | Broan | EBS1364SS | 36 | 0 |  | 6" | Vertical | WS | 0.027 | 190 | 1.2 | 122 | 1.5 | NO | N/A | N/A | N/A | N/A | N/A | 4507203
| Kitchen Range Hoods | Undercabinet | Broan-NuTone LLC | Broan | EBS1364SS | 36 | 0 |  | 6" | Vertical | HS | 0.1 | 370 | 5 | 220 | 1.6 | NO | N/A | N/A | N/A | N/A | N/A | 4507203
| Kitchen Range Hoods | Undercabinet | Broan-NuTone LLC | Broan | EBS1364SS | 36 | 0 |  | 6" | Vertical | HS | 0.25 | 350 |  |  |  | NO | N/A | N/A | N/A | N/A | N/A | 4507203
| Inline Fans | Single-port | Spruce Environmental Technologies Inc. | RadonAway | EC6 |  | 0 |  | 6" | Horizontal | HS | 0.2 | 490 |  | 173 |  | NO | Yes | Yes | Yes | No | No | 3005049
| Bathroom Exhaust Fans |  | Broan-NuTone LLC | Broan (Canada) | EC60KIT |  | 0 |  | 3" | Horizontal | HS | 0.1 | 60 | 3 |  |  | NO | No | No | Yes | No | Yes | 1006952
| Kitchen Range Hoods | Microwave | Midea America Corp. | High Pointe | EC942K6BE | 30 | 0 |  | 3 1/4" X 10" | Vertical | WS | 0.019 | 110 | 1.5 |  |  | NO | N/A | N/A | N/A | N/A | N/A | 4507361
| Kitchen Range Hoods | Microwave | Midea America Corp. | High Pointe | EC942K6BE | 30 | 0 |  | 3 1/4" X 10" | Vertical | HS | 0.1 | 240 | 6 |  |  | NO | N/A | N/A | N/A | N/A | N/A | 4507361
| Kitchen Range Hoods | Microwave | Midea America Corp. | High Pointe | EC942K6BE | 30 | 0 |  | 3 1/4" X 10" | Horizontal | WS | 0.025 | 100 | 2.5 |  |  | NO | N/A | N/A | N/A | N/A | N/A | 4507361
| Kitchen Range Hoods | Microwave | Midea America Corp. | High Pointe | EC942K6BE | 30 | 0 |  | 3 1/4" X 10" | Horizontal | HS | 0.1 | 210 | 7 |  |  | NO | N/A | N/A | N/A | N/A | N/A | 4507361
| Kitchen Range Hoods | Microwave | Midea America Corp. | High Pointe | EC942KIW | 30 | 0 |  | 3 1/4" X 10" | Vertical | WS | 0.019 | 110 | 1.5 |  |  | NO | N/A | N/A | N/A | N/A | N/A | 4507363
| Kitchen Range Hoods | Microwave | Midea America Corp. | High Pointe | EC942KIW | 30 | 0 |  | 3 1/4" X 10" | Vertical | HS | 0.1 | 240 | 6 |  |  | NO | N/A | N/A | N/A | N/A | N/A | 4507363
| Kitchen Range Hoods | Microwave | Midea America Corp. | High Pointe | EC942KIW | 30 | 0 |  | 3 1/4" X 10" | Horizontal | WS | 0.025 | 100 | 2.5 |  |  | NO | N/A | N/A | N/A | N/A | N/A | 4507363
| Kitchen Range Hoods | Microwave | Midea America Corp. | High Pointe | EC942KIW | 30 | 0 |  | 3 1/4" X 10" | Horizontal | HS | 0.1 | 210 | 7 |  |  | NO | N/A | N/A | N/A | N/A | N/A | 4507363
| Kitchen Range Hoods | Island Hood | Electrolux | Electrolux | ECVI4262AS | 42 | 0 |  | 6" | Vertical | MS | 0.1 | 330 | 6 |  |  | NO | N/A | N/A | N/A | N/A | N/A | 4506923
| Kitchen Range Hoods | Island Hood | Electrolux | Electrolux | ECVI4262AS | 42 | 0 |  | 6" | Vertical | WS | 0.027 | 210 | 2.5 |  |  | NO | N/A | N/A | N/A | N/A | N/A | 4506923
| Kitchen Range Hoods | Island Hood | Electrolux | Electrolux | ECVI4262AS | 42 | 0 |  | 6" | Vertical | HS | 0.1 | 410 | 8.5 |  |  | NO | N/A | N/A | N/A | N/A | N/A | 4506923
| Kitchen Range Hoods | Chimney Hood | Electrolux | Electrolux | ECVW3062AS | 30 | 0 |  | 6" | Vertical | MS | 0.1 | 330 | 6 |  |  | NO | N/A | N/A | N/A | N/A | N/A | 4506913
| Kitchen Range Hoods | Chimney Hood | Electrolux | Electrolux | ECVW3062AS | 30 | 0 |  | 6" | Vertical | HS | 0.1 | 410 | 8.5 |  |  | NO | N/A | N/A | N/A | N/A | N/A | 4506913
| Kitchen Range Hoods | Chimney Hood | Electrolux | Electrolux | ECVW3062AS | 30 | 0 |  | 6" | Vertical | WS | 0.027 | 210 | 2.5 |  |  | NO | N/A | N/A | N/A | N/A | N/A | 4506913
| Kitchen Range Hoods | Chimney Hood | Electrolux | Electrolux | ECVW3662AS | 36 | 0 |  | 6" | Vertical | MS | 0.1 | 330 | 6 |  |  | NO | N/A | N/A | N/A | N/A | N/A | 4506922
| Kitchen Range Hoods | Chimney Hood | Electrolux | Electrolux | ECVW3662AS | 36 | 0 |  | 6" | Vertical | WS | 0.027 | 210 | 2.5 |  |  | NO | N/A | N/A | N/A | N/A | N/A | 4506922
| Kitchen Range Hoods | Chimney Hood | Electrolux | Electrolux | ECVW3662AS | 36 | 0 |  | 6" | Vertical | HS | 0.1 | 410 | 8.5 |  |  | NO | N/A | N/A | N/A | N/A | N/A | 4506922
| Kitchen Range Hoods | Undercabinet | Venmar Ventilation ULC | Venmar | EDJDD130SS | 30 | 0 |  | 3 1/4" X 10" | Horizontal | WS | 0.025 | 110 | 1.5 | 29.3 | 3.7 | NO | N/A | N/A | N/A | N/A | N/A | 4508054
| Kitchen Range Hoods | Undercabinet | Venmar Ventilation ULC | Venmar | EDJDD130SS | 30 | 0 |  | 3 1/4" X 10" | Horizontal | HS | 0.1 | 230 | 6.5 | 63.7 | 3.6 | NO | N/A | N/A | N/A | N/A | N/A | 4508054
| Kitchen Range Hoods | Undercabinet | Venmar Ventilation ULC | Venmar | EDJDD130SS | 30 | 0 |  | 3 1/4" X 10" | Vertical | WS | 0.029 | 120 | 1.5 | 29.3 | 4.0 | NO | N/A | N/A | N/A | N/A | N/A | 4508054
| Kitchen Range Hoods | Undercabinet | Venmar Ventilation ULC | Venmar | EDJDD130SS | 30 | 0 |  | 3 1/4" X 10" | Vertical | HS | 0.1 | 230 | 6 | 63.5 | 3.6 | NO | N/A | N/A | N/A | N/A | N/A | 4508054
| Kitchen Range Hoods | Undercabinet | Venmar Ventilation ULC | Venmar | EDJDD130SS | 30 | 0 |  | 7" | Vertical | WS | 0.031 | 130 | 1.5 | 29.3 | 4.4 | NO | N/A | N/A | N/A | N/A | N/A | 4508054
| Kitchen Range Hoods | Undercabinet | Venmar Ventilation ULC | Venmar | EDJDD130SS | 30 | 0 |  | 7" | Vertical | HS | 0.1 | 260 | 5.5 | 62.9 | 4.1 | NO | N/A | N/A | N/A | N/A | N/A | 4508054
| Kitchen Range Hoods | Undercabinet | Venmar Ventilation ULC | Venmar | EDJDD130SS | 30 | 0 |  | 3 1/4" X 10" | Horizontal | HS | 0.25 | 150 |  |  |  | NO | N/A | N/A | N/A | N/A | N/A | 4508054
| Kitchen Range Hoods | Undercabinet | Venmar Ventilation ULC | Venmar | EDJDD130SS | 30 | 0 |  | 3 1/4" X 10" | Vertical | HS | 0.25 | 140 |  |  |  | NO | N/A | N/A | N/A | N/A | N/A | 4508054
| Kitchen Range Hoods | Undercabinet | Venmar Ventilation ULC | Venmar | EDJDD130SS | 30 | 0 |  | 7" | Vertical | HS | 0.25 | 115 |  |  |  | NO | N/A | N/A | N/A | N/A | N/A | 4508054
| Kitchen Range Hoods | Undercabinet | Venmar Ventilation ULC | Venmar | EDJDD130WW | 30 | 0 |  | 3 1/4" X 10" | Horizontal | WS | 0.025 | 110 | 1.5 | 29.3 | 3.7 | NO | N/A | N/A | N/A | N/A | N/A | 4508055
| Kitchen Range Hoods | Undercabinet | Venmar Ventilation ULC | Venmar | EDJDD130WW | 30 | 0 |  | 3 1/4" X 10" | Horizontal | HS | 0.1 | 230 | 6.5 | 63.7 | 3.6 | NO | N/A | N/A | N/A | N/A | N/A | 4508055
| Kitchen Range Hoods | Undercabinet | Venmar Ventilation ULC | Venmar | EDJDD130WW | 30 | 0 |  | 3 1/4" X 10" | Vertical | WS | 0.029 | 120 | 1.5 | 29.3 | 4.0 | NO | N/A | N/A | N/A | N/A | N/A | 4508055
| Kitchen Range Hoods | Undercabinet | Venmar Ventilation ULC | Venmar | EDJDD130WW | 30 | 0 |  | 3 1/4" X 10" | Vertical | HS | 0.1 | 230 | 6 | 63.5 | 3.6 | NO | N/A | N/A | N/A | N/A | N/A | 4508055
| Kitchen Range Hoods | Undercabinet | Venmar Ventilation ULC | Venmar | EDJDD130WW | 30 | 0 |  | 7" | Vertical | WS | 0.031 | 130 | 1.5 | 29.3 | 4.4 | NO | N/A | N/A | N/A | N/A | N/A | 4508055
| Kitchen Range Hoods | Undercabinet | Venmar Ventilation ULC | Venmar | EDJDD130WW | 30 | 0 |  | 7" | Vertical | HS | 0.1 | 260 | 5.5 | 62.9 | 4.1 | NO | N/A | N/A | N/A | N/A | N/A | 4508055
| Kitchen Range Hoods | Undercabinet | Venmar Ventilation ULC | Venmar | EDJDD130WW | 30 | 0 |  | 3 1/4" X 10" | Horizontal | HS | 0.25 | 150 |  |  |  | NO | N/A | N/A | N/A | N/A | N/A | 4508055
| Kitchen Range Hoods | Undercabinet | Venmar Ventilation ULC | Venmar | EDJDD130WW | 30 | 0 |  | 3 1/4" X 10" | Vertical | HS | 0.25 | 140 |  |  |  | NO | N/A | N/A | N/A | N/A | N/A | 4508055
| Kitchen Range Hoods | Undercabinet | Venmar Ventilation ULC | Venmar | EDJDD130WW | 30 | 0 |  | 7" | Vertical | HS | 0.25 | 115 |  |  |  | NO | N/A | N/A | N/A | N/A | N/A | 4508055
| Kitchen Range Hoods | Undercabinet | Venmar Ventilation ULC | Venmar | EDJDN130BLS | 30 | 0 |  | 3 1/4" X 10" | Horizontal | WS | 0.013 | 150 | 0.4 | 34.3 | 4.3 | NO | N/A | N/A | N/A | N/A | N/A | 4507961
| Kitchen Range Hoods | Undercabinet | Venmar Ventilation ULC | Venmar | EDJDN130BLS | 30 | 0 |  | 3 1/4" X 10" | Horizontal | HS | 0.1 | 400 | 5.5 | 130 | 3.0 | NO | N/A | N/A | N/A | N/A | N/A | 4507961
| Kitchen Range Hoods | Undercabinet | Venmar Ventilation ULC | Venmar | EDJDN130BLS | 30 | 0 |  | 3 1/4" X 10" | Vertical | WS | 0.016 | 140 | 0.4 | 34.2 | 4.0 | NO | N/A | N/A | N/A | N/A | N/A | 4507961
| Kitchen Range Hoods | Undercabinet | Venmar Ventilation ULC | Venmar | EDJDN130BLS | 30 | 0 |  | 3 1/4" X 10" | Vertical | HS | 0.1 | 360 | 6 | 128 | 2.8 | NO | N/A | N/A | N/A | N/A | N/A | 4507961
| Kitchen Range Hoods | Undercabinet | Venmar Ventilation ULC | Venmar | EDJDN130BLS | 30 | 0 |  | 7" | Vertical | WS | 0.017 | 140 | 0.4 | 34.1 | 4.1 | NO | N/A | N/A | N/A | N/A | N/A | 4507961
| Kitchen Range Hoods | Undercabinet | Venmar Ventilation ULC | Venmar | EDJDN130BLS | 30 | 0 |  | 7" | Vertical | HS | 0.1 | 370 | 5.5 | 127 | 2.9 | NO | N/A | N/A | N/A | N/A | N/A | 4507961
| Kitchen Range Hoods | Undercabinet | Venmar Ventilation ULC | Venmar | EDJDN130BLS | 30 | 0 |  | 3 1/4" X 10" | Horizontal | HS | 0.25 | 340 |  |  |  | NO | N/A | N/A | N/A | N/A | N/A | 4507961
| Kitchen Range Hoods | Undercabinet | Venmar Ventilation ULC | Venmar | EDJDN130BLS | 30 | 0 |  | 3 1/4" X 10" | Vertical | HS | 0.25 | 310 |  |  |  | NO | N/A | N/A | N/A | N/A | N/A | 4507961
| Kitchen Range Hoods | Undercabinet | Venmar Ventilation ULC | Venmar | EDJDN130BLS | 30 | 0 |  | 7" | Vertical | HS | 0.25 | 320 |  |  |  | NO | N/A | N/A | N/A | N/A | N/A | 4507961
| Kitchen Range Hoods | Undercabinet | Venmar Ventilation ULC | Venmar | EDJDN130SS | 30 | 0 |  | 3 1/4" X 10" | Horizontal | WS | 0.013 | 150 | 0.4 | 34.3 | 4.3 | NO | N/A | N/A | N/A | N/A | N/A | 4507962
| Kitchen Range Hoods | Undercabinet | Venmar Ventilation ULC | Venmar | EDJDN130SS | 30 | 0 |  | 3 1/4" X 10" | Horizontal | HS | 0.1 | 400 | 5.5 | 130 | 3.0 | NO | N/A | N/A | N/A | N/A | N/A | 4507962
| Kitchen Range Hoods | Undercabinet | Venmar Ventilation ULC | Venmar | EDJDN130SS | 30 | 0 |  | 3 1/4" X 10" | Vertical | WS | 0.016 | 140 | 0.4 | 34.2 | 4.0 | NO | N/A | N/A | N/A | N/A | N/A | 4507962
| Kitchen Range Hoods | Undercabinet | Venmar Ventilation ULC | Venmar | EDJDN130SS | 30 | 0 |  | 3 1/4" X 10" | Vertical | HS | 0.1 | 360 | 6 | 128 | 2.8 | NO | N/A | N/A | N/A | N/A | N/A | 4507962
| Kitchen Range Hoods | Undercabinet | Venmar Ventilation ULC | Venmar | EDJDN130SS | 30 | 0 |  | 7" | Vertical | WS | 0.017 | 140 | 0.4 | 34.1 | 4.1 | NO | N/A | N/A | N/A | N/A | N/A | 4507962
| Kitchen Range Hoods | Undercabinet | Venmar Ventilation ULC | Venmar | EDJDN130SS | 30 | 0 |  | 7" | Vertical | HS | 0.1 | 370 | 5.5 | 127 | 2.9 | NO | N/A | N/A | N/A | N/A | N/A | 4507962
| Kitchen Range Hoods | Undercabinet | Venmar Ventilation ULC | Venmar | EDJDN130SS | 30 | 0 |  | 3 1/4" X 10" | Horizontal | HS | 0.25 | 340 |  |  |  | NO | N/A | N/A | N/A | N/A | N/A | 4507962
| Kitchen Range Hoods | Undercabinet | Venmar Ventilation ULC | Venmar | EDJDN130SS | 30 | 0 |  | 3 1/4" X 10" | Vertical | HS | 0.25 | 310 |  |  |  | NO | N/A | N/A | N/A | N/A | N/A | 4507962
| Kitchen Range Hoods | Undercabinet | Venmar Ventilation ULC | Venmar | EDJDN130SS | 30 | 0 |  | 7" | Vertical | HS | 0.25 | 320 |  |  |  | NO | N/A | N/A | N/A | N/A | N/A | 4507962
| Kitchen Range Hoods | Undercabinet | Venmar Ventilation ULC | Venmar | EDJDN130WH | 30 | 0 |  | 3 1/4" X 10" | Horizontal | WS | 0.013 | 150 | 0.4 | 34.3 | 4.3 | NO | N/A | N/A | N/A | N/A | N/A | 4507963
| Kitchen Range Hoods | Undercabinet | Venmar Ventilation ULC | Venmar | EDJDN130WH | 30 | 0 |  | 3 1/4" X 10" | Horizontal | HS | 0.1 | 400 | 5.5 | 130 | 3.0 | NO | N/A | N/A | N/A | N/A | N/A | 4507963
| Kitchen Range Hoods | Undercabinet | Venmar Ventilation ULC | Venmar | EDJDN130WH | 30 | 0 |  | 3 1/4" X 10" | Vertical | WS | 0.016 | 140 | 0.4 | 34.2 | 4.0 | NO | N/A | N/A | N/A | N/A | N/A | 4507963
| Kitchen Range Hoods | Undercabinet | Venmar Ventilation ULC | Venmar | EDJDN130WH | 30 | 0 |  | 3 1/4" X 10" | Vertical | HS | 0.1 | 360 | 6 | 128 | 2.8 | NO | N/A | N/A | N/A | N/A | N/A | 4507963
| Kitchen Range Hoods | Undercabinet | Venmar Ventilation ULC | Venmar | EDJDN130WH | 30 | 0 |  | 7" | Vertical | WS | 0.017 | 140 | 0.4 | 34.1 | 4.1 | NO | N/A | N/A | N/A | N/A | N/A | 4507963
| Kitchen Range Hoods | Undercabinet | Venmar Ventilation ULC | Venmar | EDJDN130WH | 30 | 0 |  | 7" | Vertical | HS | 0.1 | 370 | 5.5 | 127 | 2.9 | NO | N/A | N/A | N/A | N/A | N/A | 4507963
| Kitchen Range Hoods | Undercabinet | Venmar Ventilation ULC | Venmar | EDJDN130WH | 30 | 0 |  | 3 1/4" X 10" | Horizontal | HS | 0.25 | 340 |  |  |  | NO | N/A | N/A | N/A | N/A | N/A | 4507963
| Kitchen Range Hoods | Undercabinet | Venmar Ventilation ULC | Venmar | EDJDN130WH | 30 | 0 |  | 3 1/4" X 10" | Vertical | HS | 0.25 | 310 |  |  |  | NO | N/A | N/A | N/A | N/A | N/A | 4507963
| Kitchen Range Hoods | Undercabinet | Venmar Ventilation ULC | Venmar | EDJDN130WH | 30 | 0 |  | 7" | Vertical | HS | 0.25 | 320 |  |  |  | NO | N/A | N/A | N/A | N/A | N/A | 4507963
| Kitchen Range Hoods | Undercabinet | Venmar Ventilation ULC | Venmar | EDJLD130SS | 30 | 0 |  | 3 1/4" X 10" | Horizontal | WS | 0.007 | 110 | <0.3 | 32.9 | 3.3 | NO | N/A | N/A | N/A | N/A | N/A | 4507942
| Kitchen Range Hoods | Undercabinet | Venmar Ventilation ULC | Venmar | EDJLD130SS | 30 | 0 |  | 3 1/4" X 10" | Horizontal | HS | 0.1 | 430 | 7 | 198 | 2.1 | NO | N/A | N/A | N/A | N/A | N/A | 4507942
| Kitchen Range Hoods | Undercabinet | Venmar Ventilation ULC | Venmar | EDJLD130SS | 30 | 0 |  | 3 1/4" X 10" | Vertical | WS | 0.009 | 110 | <0.3 | 33 | 3.3 | NO | N/A | N/A | N/A | N/A | N/A | 4507942
| Kitchen Range Hoods | Undercabinet | Venmar Ventilation ULC | Venmar | EDJLD130SS | 30 | 0 |  | 3 1/4" X 10" | Vertical | HS | 0.1 | 380 | 7 | 193 | 1.9 | NO | N/A | N/A | N/A | N/A | N/A | 4507942
| Kitchen Range Hoods | Undercabinet | Venmar Ventilation ULC | Venmar | EDJLD130SS | 30 | 0 |  | 3 1/4" X 14" | Vertical | WS | 0.009 | 120 | <0.3 | 32.8 | 3.6 | NO | N/A | N/A | N/A | N/A | N/A | 4507942
| Kitchen Range Hoods | Undercabinet | Venmar Ventilation ULC | Venmar | EDJLD130SS | 30 | 0 |  | 3 1/4" X 14" | Vertical | HS | 0.1 | 420 | 7 | 196 | 2.1 | NO | N/A | N/A | N/A | N/A | N/A | 4507942
| Kitchen Range Hoods | Undercabinet | Venmar Ventilation ULC | Venmar | EDJLD130SS | 30 | 0 |  | 7" | Vertical | WS | 0.009 | 120 | <0.3 | 32.9 | 3.6 | NO | N/A | N/A | N/A | N/A | N/A | 4507942
| Kitchen Range Hoods | Undercabinet | Venmar Ventilation ULC | Venmar | EDJLD130SS | 30 | 0 |  | 7" | Vertical | HS | 0.1 | 390 | 7 | 194 | 2.0 | NO | N/A | N/A | N/A | N/A | N/A | 4507942
| Kitchen Range Hoods | Undercabinet | Venmar Ventilation ULC | Venmar | EDJLD130SS | 30 | 0 |  | 3 1/4" X 14" | Horizontal | WS | 0.006 | 110 | <0.3 | 32.9 | 3.3 | NO | N/A | N/A | N/A | N/A | N/A | 4507942
| Kitchen Range Hoods | Undercabinet | Venmar Ventilation ULC | Venmar | EDJLD130SS | 30 | 0 |  | 3 1/4" X 14" | Horizontal | HS | 0.1 | 480 | 7 | 201 | 2.3 | NO | N/A | N/A | N/A | N/A | N/A | 4507942
| Kitchen Range Hoods | Undercabinet | Venmar Ventilation ULC | Venmar | EDJLD130SS | 30 | 0 |  | 3 1/4" X 10" | Horizontal | HS | 0.25 | 380 |  |  |  | NO | N/A | N/A | N/A | N/A | N/A | 4507942
| Kitchen Range Hoods | Undercabinet | Venmar Ventilation ULC | Venmar | EDJLD130SS | 30 | 0 |  | 3 1/4" X 10" | Vertical | HS | 0.25 | 340 |  |  |  | NO | N/A | N/A | N/A | N/A | N/A | 4507942
| Kitchen Range Hoods | Undercabinet | Venmar Ventilation ULC | Venmar | EDJLD130SS | 30 | 0 |  | 3 1/4" X 14" | Vertical | HS | 0.25 | 370 |  |  |  | NO | N/A | N/A | N/A | N/A | N/A | 4507942
| Kitchen Range Hoods | Undercabinet | Venmar Ventilation ULC | Venmar | EDJLD130SS | 30 | 0 |  | 7" | Vertical | HS | 0.25 | 350 |  |  |  | NO | N/A | N/A | N/A | N/A | N/A | 4507942
| Kitchen Range Hoods | Undercabinet | Venmar Ventilation ULC | Venmar | EDJLD130SS | 30 | 0 |  | 3 1/4" X 14" | Horizontal | HS | 0.25 | 430 |  |  |  | NO | N/A | N/A | N/A | N/A | N/A | 4507942
| Kitchen Range Hoods | Undercabinet | Venmar Ventilation ULC | Venmar | EDJLD130WW | 30 | 0 |  | 3 1/4" X 10" | Horizontal | WS | 0.007 | 110 | <0.3 | 32.9 | 3.3 | NO | N/A | N/A | N/A | N/A | N/A | 4507941
| Kitchen Range Hoods | Undercabinet | Venmar Ventilation ULC | Venmar | EDJLD130WW | 30 | 0 |  | 3 1/4" X 10" | Horizontal | HS | 0.1 | 430 | 7 | 198 | 2.1 | NO | N/A | N/A | N/A | N/A | N/A | 4507941
| Kitchen Range Hoods | Undercabinet | Venmar Ventilation ULC | Venmar | EDJLD130WW | 30 | 0 |  | 3 1/4" X 10" | Vertical | WS | 0.009 | 110 | <0.3 | 33 | 3.3 | NO | N/A | N/A | N/A | N/A | N/A | 4507941
| Kitchen Range Hoods | Undercabinet | Venmar Ventilation ULC | Venmar | EDJLD130WW | 30 | 0 |  | 3 1/4" X 10" | Vertical | HS | 0.1 | 380 | 7 | 193 | 1.9 | NO | N/A | N/A | N/A | N/A | N/A | 4507941
| Kitchen Range Hoods | Undercabinet | Venmar Ventilation ULC | Venmar | EDJLD130WW | 30 | 0 |  | 3 1/4" X 14" | Vertical | WS | 0.009 | 120 | <0.3 | 32.8 | 3.6 | NO | N/A | N/A | N/A | N/A | N/A | 4507941
| Kitchen Range Hoods | Undercabinet | Venmar Ventilation ULC | Venmar | EDJLD130WW | 30 | 0 |  | 3 1/4" X 14" | Vertical | HS | 0.1 | 420 | 7 | 196 | 2.1 | NO | N/A | N/A | N/A | N/A | N/A | 4507941
| Kitchen Range Hoods | Undercabinet | Venmar Ventilation ULC | Venmar | EDJLD130WW | 30 | 0 |  | 7" | Vertical | WS | 0.009 | 120 | <0.3 | 32.9 | 3.6 | NO | N/A | N/A | N/A | N/A | N/A | 4507941
| Kitchen Range Hoods | Undercabinet | Venmar Ventilation ULC | Venmar | EDJLD130WW | 30 | 0 |  | 7" | Vertical | HS | 0.1 | 390 | 7 | 194 | 2.0 | NO | N/A | N/A | N/A | N/A | N/A | 4507941
| Kitchen Range Hoods | Undercabinet | Venmar Ventilation ULC | Venmar | EDJLD130WW | 30 | 0 |  | 3 1/4" X 14" | Horizontal | WS | 0.006 | 110 | <0.3 | 32.9 | 3.3 | NO | N/A | N/A | N/A | N/A | N/A | 4507941
| Kitchen Range Hoods | Undercabinet | Venmar Ventilation ULC | Venmar | EDJLD130WW | 30 | 0 |  | 3 1/4" X 14" | Horizontal | HS | 0.1 | 480 | 7 | 201 | 2.3 | NO | N/A | N/A | N/A | N/A | N/A | 4507941
| Kitchen Range Hoods | Undercabinet | Venmar Ventilation ULC | Venmar | EDJLD130WW | 30 | 0 |  | 3 1/4" X 10" | Horizontal | HS | 0.25 | 380 |  |  |  | NO | N/A | N/A | N/A | N/A | N/A | 4507941
| Kitchen Range Hoods | Undercabinet | Venmar Ventilation ULC | Venmar | EDJLD130WW | 30 | 0 |  | 3 1/4" X 10" | Vertical | HS | 0.25 | 340 |  |  |  | NO | N/A | N/A | N/A | N/A | N/A | 4507941
| Kitchen Range Hoods | Undercabinet | Venmar Ventilation ULC | Venmar | EDJLD130WW | 30 | 0 |  | 3 1/4" X 14" | Vertical | HS | 0.25 | 370 |  |  |  | NO | N/A | N/A | N/A | N/A | N/A | 4507941
| Kitchen Range Hoods | Undercabinet | Venmar Ventilation ULC | Venmar | EDJLD130WW | 30 | 0 |  | 7" | Vertical | HS | 0.25 | 350 |  |  |  | NO | N/A | N/A | N/A | N/A | N/A | 4507941
| Kitchen Range Hoods | Undercabinet | Venmar Ventilation ULC | Venmar | EDJLD130WW | 30 | 0 |  | 3 1/4" X 14" | Horizontal | HS | 0.25 | 430 |  |  |  | NO | N/A | N/A | N/A | N/A | N/A | 4507941
| Bathroom Exhaust Fans |  | SWCORP | Anzzi | EF-AZ101WH |  | 0 |  | 4" | Horizontal | HS | 0.1 | 80 | 0.7 | 17 | 4.7 | Yes | Yes | Yes | Yes | Yes | Yes | 1007751
| Bathroom Exhaust Fans |  | SWCORP | Anzzi | EF-AZ101WH |  | 0 |  | 4" | Horizontal | HS | 0.25 | 65 |  |  |  | Yes | Yes | Yes | Yes | Yes | Yes | 1007751
| Bathroom Exhaust Fans |  | SWCORP | Anzzi | EF-AZ102WH |  | 0 |  | 4" | Horizontal | HS | 0.1 | 110 | 1.3 | 26 | 4.2 | Yes | Yes | Yes | Yes | Yes | Yes | 1007752
| Bathroom Exhaust Fans |  | SWCORP | Anzzi | EF-AZ102WH |  | 0 |  | 4" | Horizontal | HS | 0.25 | 99 |  |  |  | Yes | Yes | Yes | Yes | Yes | Yes | 1007752
| Bathroom Exhaust Fans |  | SWCORP | Anzzi | EF-AZ104WH |  | 0 |  | 6" | Horizontal | HS | 0.1 | 150 | 0.5 | 35 | 4.2 | Yes | Yes | Yes | Yes | Yes | Yes | 1007753
| Bathroom Exhaust Fans |  | SWCORP | Anzzi | EF-AZ104WH |  | 0 |  | 6" | Horizontal | HS | 0.25 | 115 |  |  |  | Yes | Yes | Yes | Yes | Yes | Yes | 1007753
| Bathroom Exhaust Fans |  | SWCORP | Anzzi | EF-AZ105WH |  | 0 |  | 6" | Horizontal | HS | 0.1 | 150 | 0.5 | 35 | 4.2 | Yes | Yes | Yes | Yes | Yes | Yes | 1007754
| Bathroom Exhaust Fans |  | SWCORP | Anzzi | EF-AZ105WH |  | 0 |  | 6" | Horizontal | HS | 0.25 | 115 |  |  |  | Yes | Yes | Yes | Yes | Yes | Yes | 1007754
| Bathroom Exhaust Fans |  | SWCORP | Anzzi | EF-AZ106MB |  | 0 |  | 4" | Horizontal | HS | 0.1 | 100 | 1.5 | 27 | 3.7 | Yes | Yes | Yes | Yes | Yes | Yes | 1007789
| Bathroom Exhaust Fans |  | SWCORP | Anzzi | EF-AZ106MB |  | 0 |  | 4" | Horizontal | HS | 0.25 | 87 |  |  |  | Yes | Yes | Yes | Yes | Yes | Yes | 1007789
| Bathroom Exhaust Fans |  | SWCORP | Anzzi | EF-AZ106WH |  | 0 |  | 4" | Horizontal | HS | 0.1 | 100 | 1.5 | 27 | 3.7 | Yes | Yes | Yes | Yes | Yes | Yes | 1007790
| Bathroom Exhaust Fans |  | SWCORP | Anzzi | EF-AZ106WH |  | 0 |  | 4" | Horizontal | HS | 0.25 | 87 |  |  |  | Yes | Yes | Yes | Yes | Yes | Yes | 1007790
| Bathroom Exhaust Fans |  | SWCORP | Anzzi | EF-AZ107WH |  | 0 |  | 4" | Horizontal | HS | 0.25 | 89 |  |  |  | Yes | Yes | Yes | Yes | Yes | Yes | 1007756
| Bathroom Exhaust Fans |  | SWCORP | Anzzi | EF-AZ107WH |  | 0 |  | 4" | Horizontal | HS | 0.1 | 100 | 2 | 27 | 3.7 | Yes | Yes | Yes | Yes | Yes | Yes | 1007756
| Bathroom Exhaust Fans |  | SWCORP | Anzzi | EF-AZ108WH |  | 0 |  | 4" | Horizontal | HS | 0.1 | 100 | 2 | 27 | 3.7 | Yes | Yes | Yes | Yes | Yes | Yes | 1007757
| Bathroom Exhaust Fans |  | SWCORP | Anzzi | EF-AZ108WH |  | 0 |  | 4" | Horizontal | HS | 0.25 | 89 |  |  |  | Yes | Yes | Yes | Yes | Yes | Yes | 1007757
| Kitchen Range Hoods | Microwave | Electrolux | Electrolux | EI30BM60MSC | 30 | 0 |  | 3 1/4" X 10" | Vertical | WS | 0.017 | 130 | 2 |  |  | NO | N/A | N/A | N/A | N/A | N/A | 4505995
| Kitchen Range Hoods | Microwave | Electrolux | Electrolux | EI30BM60MSC | 30 | 0 |  | 3 1/4" X 10" | Horizontal | WS | 0.022 | 130 | 2 |  |  | NO | N/A | N/A | N/A | N/A | N/A | 4505995
| Kitchen Range Hoods | Microwave | Electrolux | Electrolux | EI30BM60MSC | 30 | 0 |  | 3 1/4" x 10" | Vertical | HS | 0.1 | 310 | 7.5 |  |  | NO | N/A | N/A | N/A | N/A | N/A | 4505995
| Kitchen Range Hoods | Microwave | Electrolux | Electrolux | EI30BM60MSC | 30 | 0 |  | 3 1/4" X 10" | Horizontal | HS | 0.1 | 300 | 7 |  |  | NO | N/A | N/A | N/A | N/A | N/A | 4505995
| Kitchen Range Hoods | Island Hood | Broan-NuTone LLC | Broan | EIT1366SS | 36 | 0 |  | 6" | Vertical | HS | 0.1 | 580 | 12 | 382 | 1.5 | NO | N/A | N/A | N/A | N/A | N/A | 4507738
| Kitchen Range Hoods | Island Hood | Broan-NuTone LLC | Broan | EIT1366SS | 36 | 0 |  | 6" | Vertical | WS | 0.004 | 110 | <0.3 | 44.2 | 2.4 | NO | N/A | N/A | N/A | N/A | N/A | 4507738
| Kitchen Range Hoods | Island Hood | Broan-NuTone LLC | Broan | EIT1366SS | 36 | 0 |  | 6" | Vertical | HS | 0.25 | 560 |  |  |  | NO | N/A | N/A | N/A | N/A | N/A | 4507738
| Bathroom Exhaust Fans |  | Delta Electronics Inc. | Delta | ELT80-110 |  | 0 |  | 6" | Horizontal | 110 CFM | 0.1 | 110 | 0.7 | 10.3 | 10.6 | Yes | Yes | Yes | Yes | Yes | Yes | 1005752
| Bathroom Exhaust Fans |  | Delta Electronics Inc. | Delta | ELT80-110 |  | 0 |  | 6" | Horizontal | 110 CFM | 0.25 | 90 | 1 | 13 | 6.9 | Yes | Yes | Yes | Yes | Yes | Yes | 1005752
| Bathroom Exhaust Fans |  | Delta Electronics Inc. | Delta | ELT80-110 |  | 0 |  | 6" | Horizontal | 80 CFM | 0.1 | 80 | 0.5 | 7 | 11.4 | Yes | Yes | Yes | Yes | Yes | Yes | 1005752
| Bathroom Exhaust Fans |  | Delta Electronics Inc. | Delta | ELT80-110 |  | 0 |  | 6" | Horizontal | 80 CFM | 0.25 | 59 | 0.9 | 9 | 6.5 | Yes | Yes | Yes | Yes | Yes | Yes | 1005752
| Bathroom Exhaust Fans |  | Delta Electronics Inc. | Delta | ELT80-110 |  | 0 |  | 4" | Horizontal | 110 CFM | 0.1 | 110 | 1.2 | 12.5 | 8.8 | Yes | Yes | Yes | Yes | Yes | Yes | 1005752
| Bathroom Exhaust Fans |  | Delta Electronics Inc. | Delta | ELT80-110 |  | 0 |  | 4" | Horizontal | 110 CFM | 0.25 | 92 | 2 | 14 | 6.5 | Yes | Yes | Yes | Yes | Yes | Yes | 1005752
| Bathroom Exhaust Fans |  | Delta Electronics Inc. | Delta | ELT80-110 |  | 0 |  | 4" | Horizontal | 80 CFM | 0.1 | 80 | 0.8 | 8 | 10.0 | Yes | Yes | Yes | Yes | Yes | Yes | 1005752
| Bathroom Exhaust Fans |  | Delta Electronics Inc. | Delta | ELT80-110 |  | 0 |  | 4" | Horizontal | 80 CFM | 0.25 | 63 | 1.3 | 9.5 | 6.6 | Yes | Yes | Yes | Yes | Yes | Yes | 1005752
| Bathroom Exhaust Fans |  | Delta Electronics Inc. | Delta | ELT80-110D |  | 0 |  | 4" | Horizontal | 50 CFM | 0.25 | 32 | 1 | 6 | 5.3 | Yes | Yes | Yes | Yes | Yes | Yes | 1005753
| Bathroom Exhaust Fans |  | Delta Electronics Inc. | Delta | ELT80-110D |  | 0 |  | 4" | Horizontal | 50 CFM | 0.1 | 50 | 0.5 | 5 | 10.0 | Yes | Yes | Yes | Yes | Yes | Yes | 1005753
| Bathroom Exhaust Fans |  | Delta Electronics Inc. | Delta | ELT80-110D |  | 0 |  | 4" | Horizontal | 80 CFM | 0.25 | 63 | 1.3 | 9.5 | 6.6 | Yes | Yes | Yes | Yes | Yes | Yes | 1005753
| Bathroom Exhaust Fans |  | Delta Electronics Inc. | Delta | ELT80-110D |  | 0 |  | 4" | Horizontal | 80 CFM | 0.1 | 80 | 0.8 | 8 | 10.0 | Yes | Yes | Yes | Yes | Yes | Yes | 1005753
| Bathroom Exhaust Fans |  | Delta Electronics Inc. | Delta | ELT80-110D |  | 0 |  | 4" | Horizontal | 110 CFM | 0.25 | 92 | 2 | 14 | 6.5 | Yes | Yes | Yes | Yes | Yes | Yes | 1005753
| Bathroom Exhaust Fans |  | Delta Electronics Inc. | Delta | ELT80-110D |  | 0 |  | 4" | Horizontal | 110 CFM | 0.1 | 110 | 1.2 | 12.5 | 8.8 | Yes | Yes | Yes | Yes | Yes | Yes | 1005753
| Bathroom Exhaust Fans |  | Delta Electronics Inc. | Delta | ELT80-110D |  | 0 |  | 6" | Horizontal | 50 CFM | 0.25 | 32 | 0.8 | 6 | 5.3 | Yes | Yes | Yes | Yes | Yes | Yes | 1005753
| Bathroom Exhaust Fans |  | Delta Electronics Inc. | Delta | ELT80-110D |  | 0 |  | 6" | Horizontal | 50 CFM | 0.1 | 50 | <0.3 | 5 | 10.0 | Yes | Yes | Yes | Yes | Yes | Yes | 1005753
| Bathroom Exhaust Fans |  | Delta Electronics Inc. | Delta | ELT80-110D |  | 0 |  | 6" | Horizontal | 80 CFM | 0.25 | 59 | 0.9 | 9 | 6.5 | Yes | Yes | Yes | Yes | Yes | Yes | 1005753
| Bathroom Exhaust Fans |  | Delta Electronics Inc. | Delta | ELT80-110D |  | 0 |  | 6" | Horizontal | 80 CFM | 0.1 | 80 | 0.5 | 7 | 11.4 | Yes | Yes | Yes | Yes | Yes | Yes | 1005753
| Bathroom Exhaust Fans |  | Delta Electronics Inc. | Delta | ELT80-110D |  | 0 |  | 6" | Horizontal | 110 CFM | 0.25 | 90 | 1 | 13 | 6.9 | Yes | Yes | Yes | Yes | Yes | Yes | 1005753
| Bathroom Exhaust Fans |  | Delta Electronics Inc. | Delta | ELT80-110D |  | 0 |  | 6" | Horizontal | 110 CFM | 0.1 | 110 | 0.7 | 10.3 | 10.6 | Yes | Yes | Yes | Yes | Yes | Yes | 1005753
| Bathroom Exhaust Fans |  | Delta Electronics Inc. | Delta | ELT80-110DLED |  | 0 |  | 6" | Horizontal | 110 CFM | 0.1 | 110 | 0.7 | 10.3 | 10.6 | Yes | Yes | Yes | Yes | Yes | Yes | 1005757
| Bathroom Exhaust Fans |  | Delta Electronics Inc. | Delta | ELT80-110DLED |  | 0 |  | 6" | Horizontal | 110 CFM | 0.25 | 89 | 1 | 13 | 6.8 | Yes | Yes | Yes | Yes | Yes | Yes | 1005757
| Bathroom Exhaust Fans |  | Delta Electronics Inc. | Delta | ELT80-110DLED |  | 0 |  | 6" | Horizontal | 80 CFM | 0.1 | 80 | 0.5 | 7 | 11.4 | Yes | Yes | Yes | Yes | Yes | Yes | 1005757
| Bathroom Exhaust Fans |  | Delta Electronics Inc. | Delta | ELT80-110DLED |  | 0 |  | 6" | Horizontal | 80 CFM | 0.25 | 59 | 0.9 | 9 | 6.5 | Yes | Yes | Yes | Yes | Yes | Yes | 1005757
| Bathroom Exhaust Fans |  | Delta Electronics Inc. | Delta | ELT80-110DLED |  | 0 |  | 6" | Horizontal | 50 CFM | 0.1 | 50 | 0.3 | 5 | 10.0 | Yes | Yes | Yes | Yes | Yes | Yes | 1005757
| Bathroom Exhaust Fans |  | Delta Electronics Inc. | Delta | ELT80-110DLED |  | 0 |  | 6" | Horizontal | 50 CFM | 0.25 | 35 | 0.8 | 6 | 5.8 | Yes | Yes | Yes | Yes | Yes | Yes | 1005757
| Bathroom Exhaust Fans |  | Delta Electronics Inc. | Delta | ELT80-110DLED |  | 0 |  | 4" | Horizontal | 100 CFM | 0.1 | 100 | 1 | 11.5 | 8.6 | Yes | Yes | Yes | Yes | Yes | Yes | 1005757
| Bathroom Exhaust Fans |  | Delta Electronics Inc. | Delta | ELT80-110DLED |  | 0 |  | 4" | Horizontal | 100 CFM | 0.25 | 82 | 1.5 | 13 | 6.3 | Yes | Yes | Yes | Yes | Yes | Yes | 1005757
| Bathroom Exhaust Fans |  | Delta Electronics Inc. | Delta | ELT80-110DLED |  | 0 |  | 4" | Horizontal | 70 CFM | 0.1 | 70 | 0.7 | 7.5 | 9.3 | Yes | Yes | Yes | Yes | Yes | Yes | 1005757
| Bathroom Exhaust Fans |  | Delta Electronics Inc. | Delta | ELT80-110DLED |  | 0 |  | 4" | Horizontal | 70 CFM | 0.25 | 52 | 1.2 | 9 | 5.7 | Yes | Yes | Yes | Yes | Yes | Yes | 1005757
| Bathroom Exhaust Fans |  | Delta Electronics Inc. | Delta | ELT80-110DLED |  | 0 |  | 4" | Horizontal | 50 CFM | 0.25 | 34 | 1 | 6 | 5.6 | Yes | Yes | Yes | Yes | Yes | Yes | 1005757
| Bathroom Exhaust Fans |  | Delta Electronics Inc. | Delta | ELT80-110DLED |  | 0 |  | 4" | Horizontal | 50 CFM | 0.1 | 50 | 0.5 | 5 | 10.0 | Yes | Yes | Yes | Yes | Yes | Yes | 1005757
| Bathroom Exhaust Fans |  | Delta Electronics Inc. | Delta | ELT80-110H |  | 0 |  | 4" | Horizontal | 50 CFM | 0.25 | 32 | 1 | 6 | 5.3 | Yes | Yes | Yes | Yes | Yes | Yes | 1005754
| Bathroom Exhaust Fans |  | Delta Electronics Inc. | Delta | ELT80-110H |  | 0 |  | 4" | Horizontal | 50 CFM | 0.1 | 50 | 0.5 | 5 | 10.0 | Yes | Yes | Yes | Yes | Yes | Yes | 1005754
| Bathroom Exhaust Fans |  | Delta Electronics Inc. | Delta | ELT80-110H |  | 0 |  | 4" | Horizontal | 80 CFM | 0.25 | 63 | 1.3 | 9.5 | 6.6 | Yes | Yes | Yes | Yes | Yes | Yes | 1005754
| Bathroom Exhaust Fans |  | Delta Electronics Inc. | Delta | ELT80-110H |  | 0 |  | 4" | Horizontal | 80 CFM | 0.1 | 80 | 0.8 | 8 | 10.0 | Yes | Yes | Yes | Yes | Yes | Yes | 1005754
| Bathroom Exhaust Fans |  | Delta Electronics Inc. | Delta | ELT80-110H |  | 0 |  | 4" | Horizontal | 110 CFM | 0.25 | 92 | 2 | 14 | 6.5 | Yes | Yes | Yes | Yes | Yes | Yes | 1005754
| Bathroom Exhaust Fans |  | Delta Electronics Inc. | Delta | ELT80-110H |  | 0 |  | 4" | Horizontal | 110 CFM | 0.1 | 110 | 1.2 | 12.5 | 8.8 | Yes | Yes | Yes | Yes | Yes | Yes | 1005754
| Bathroom Exhaust Fans |  | Delta Electronics Inc. | Delta | ELT80-110H |  | 0 |  | 6" | Horizontal | 50 CFM | 0.25 | 32 | 0.8 | 6 | 5.3 | Yes | Yes | Yes | Yes | Yes | Yes | 1005754
| Bathroom Exhaust Fans |  | Delta Electronics Inc. | Delta | ELT80-110H |  | 0 |  | 6" | Horizontal | 50 CFM | 0.1 | 50 | <0.3 | 5 | 10.0 | Yes | Yes | Yes | Yes | Yes | Yes | 1005754
| Bathroom Exhaust Fans |  | Delta Electronics Inc. | Delta | ELT80-110H |  | 0 |  | 6" | Horizontal | 80 CFM | 0.25 | 59 | 0.9 | 9 | 6.5 | Yes | Yes | Yes | Yes | Yes | Yes | 1005754
| Bathroom Exhaust Fans |  | Delta Electronics Inc. | Delta | ELT80-110H |  | 0 |  | 6" | Horizontal | 80 CFM | 0.1 | 80 | 0.5 | 7 | 11.4 | Yes | Yes | Yes | Yes | Yes | Yes | 1005754
| Bathroom Exhaust Fans |  | Delta Electronics Inc. | Delta | ELT80-110H |  | 0 |  | 6" | Horizontal | 110 CFM | 0.25 | 90 | 1 | 13 | 6.9 | Yes | Yes | Yes | Yes | Yes | Yes | 1005754
| Bathroom Exhaust Fans |  | Delta Electronics Inc. | Delta | ELT80-110H |  | 0 |  | 6" | Horizontal | 110 CFM | 0.1 | 110 | 0.7 | 10.3 | 10.6 | Yes | Yes | Yes | Yes | Yes | Yes | 1005754
| Bathroom Exhaust Fans |  | Delta Electronics Inc. | Delta | ELT80-110HLED |  | 0 |  | 6" | Horizontal | 110 CFM | 0.1 | 110 | 0.7 | 10.3 | 10.6 | Yes | Yes | Yes | Yes | Yes | Yes | 1005758
| Bathroom Exhaust Fans |  | Delta Electronics Inc. | Delta | ELT80-110HLED |  | 0 |  | 6" | Horizontal | 110 CFM | 0.25 | 89 | 1 | 13 | 6.8 | Yes | Yes | Yes | Yes | Yes | Yes | 1005758
| Bathroom Exhaust Fans |  | Delta Electronics Inc. | Delta | ELT80-110HLED |  | 0 |  | 6" | Horizontal | 80 CFM | 0.1 | 80 | 0.5 | 7 | 11.4 | Yes | Yes | Yes | Yes | Yes | Yes | 1005758
| Bathroom Exhaust Fans |  | Delta Electronics Inc. | Delta | ELT80-110HLED |  | 0 |  | 6" | Horizontal | 80 CFM | 0.25 | 59 | 0.9 | 9 | 6.5 | Yes | Yes | Yes | Yes | Yes | Yes | 1005758
| Bathroom Exhaust Fans |  | Delta Electronics Inc. | Delta | ELT80-110HLED |  | 0 |  | 6" | Horizontal | 50 CFM | 0.1 | 50 | 0.3 | 5 | 10.0 | Yes | Yes | Yes | Yes | Yes | Yes | 1005758
| Bathroom Exhaust Fans |  | Delta Electronics Inc. | Delta | ELT80-110HLED |  | 0 |  | 6" | Horizontal | 50 CFM | 0.25 | 35 | 0.8 | 6 | 5.8 | Yes | Yes | Yes | Yes | Yes | Yes | 1005758
| Bathroom Exhaust Fans |  | Delta Electronics Inc. | Delta | ELT80-110HLED |  | 0 |  | 4" | Horizontal | 100 CFM | 0.1 | 100 | 1 | 11.5 | 8.6 | Yes | Yes | Yes | Yes | Yes | Yes | 1005758
| Bathroom Exhaust Fans |  | Delta Electronics Inc. | Delta | ELT80-110HLED |  | 0 |  | 4" | Horizontal | 100 CFM | 0.25 | 82 | 1.5 | 13 | 6.3 | Yes | Yes | Yes | Yes | Yes | Yes | 1005758
| Bathroom Exhaust Fans |  | Delta Electronics Inc. | Delta | ELT80-110HLED |  | 0 |  | 4" | Horizontal | 70 CFM | 0.1 | 70 | 0.7 | 7.5 | 9.3 | Yes | Yes | Yes | Yes | Yes | Yes | 1005758
| Bathroom Exhaust Fans |  | Delta Electronics Inc. | Delta | ELT80-110HLED |  | 0 |  | 4" | Horizontal | 70 CFM | 0.25 | 52 | 1.2 | 9 | 5.7 | Yes | Yes | Yes | Yes | Yes | Yes | 1005758
| Bathroom Exhaust Fans |  | Delta Electronics Inc. | Delta | ELT80-110HLED |  | 0 |  | 4" | Horizontal | 50 CFM | 0.25 | 34 | 1 | 6 | 5.6 | Yes | Yes | Yes | Yes | Yes | Yes | 1005758
| Bathroom Exhaust Fans |  | Delta Electronics Inc. | Delta | ELT80-110HLED |  | 0 |  | 4" | Horizontal | 50 CFM | 0.1 | 50 | 0.5 | 5 | 10.0 | Yes | Yes | Yes | Yes | Yes | Yes | 1005758
| Bathroom Exhaust Fans |  | Delta Electronics Inc. | Delta | ELT80-110LED |  | 0 |  | 6" | Horizontal | 110 CFM | 0.1 | 110 | 0.7 | 10.3 | 10.6 | Yes | Yes | Yes | Yes | Yes | Yes | 1005756
| Bathroom Exhaust Fans |  | Delta Electronics Inc. | Delta | ELT80-110LED |  | 0 |  | 6" | Horizontal | 110 CFM | 0.25 | 89 | 1 | 13 | 6.8 | Yes | Yes | Yes | Yes | Yes | Yes | 1005756
| Bathroom Exhaust Fans |  | Delta Electronics Inc. | Delta | ELT80-110LED |  | 0 |  | 6" | Horizontal | 80 CFM | 0.1 | 80 | 0.5 | 7 | 11.4 | Yes | Yes | Yes | Yes | Yes | Yes | 1005756
| Bathroom Exhaust Fans |  | Delta Electronics Inc. | Delta | ELT80-110LED |  | 0 |  | 6" | Horizontal | 80 CFM | 0.25 | 59 | 0.9 | 9 | 6.5 | Yes | Yes | Yes | Yes | Yes | Yes | 1005756
| Bathroom Exhaust Fans |  | Delta Electronics Inc. | Delta | ELT80-110LED |  | 0 |  | 4" | Horizontal | 100 CFM | 0.1 | 100 | 1 | 11.5 | 8.6 | Yes | Yes | Yes | Yes | Yes | Yes | 1005756
| Bathroom Exhaust Fans |  | Delta Electronics Inc. | Delta | ELT80-110LED |  | 0 |  | 4" | Horizontal | 100 CFM | 0.25 | 82 | 1.5 | 13 | 6.3 | Yes | Yes | Yes | Yes | Yes | Yes | 1005756
| Bathroom Exhaust Fans |  | Delta Electronics Inc. | Delta | ELT80-110LED |  | 0 |  | 4" | Horizontal | 70 CFM | 0.1 | 70 | 0.7 | 7.5 | 9.3 | Yes | Yes | Yes | Yes | Yes | Yes | 1005756
| Bathroom Exhaust Fans |  | Delta Electronics Inc. | Delta | ELT80-110LED |  | 0 |  | 4" | Horizontal | 70 CFM | 0.25 | 52 | 1.2 | 9 | 5.7 | Yes | Yes | Yes | Yes | Yes | Yes | 1005756
| Bathroom Exhaust Fans |  | Delta Electronics Inc. | Delta | ELT80-110MH |  | 0 |  | 4" | Horizontal | 50 CFM | 0.25 | 32 | 1 | 6 | 5.3 | Yes | Yes | Yes | Yes | Yes | Yes | 1005755
| Bathroom Exhaust Fans |  | Delta Electronics Inc. | Delta | ELT80-110MH |  | 0 |  | 4" | Horizontal | 50 CFM | 0.1 | 50 | 0.5 | 5 | 10.0 | Yes | Yes | Yes | Yes | Yes | Yes | 1005755
| Bathroom Exhaust Fans |  | Delta Electronics Inc. | Delta | ELT80-110MH |  | 0 |  | 4" | Horizontal | 80 CFM | 0.25 | 63 | 1.3 | 9.5 | 6.6 | Yes | Yes | Yes | Yes | Yes | Yes | 1005755
| Bathroom Exhaust Fans |  | Delta Electronics Inc. | Delta | ELT80-110MH |  | 0 |  | 4" | Horizontal | 80 CFM | 0.1 | 80 | 0.8 | 8 | 10.0 | Yes | Yes | Yes | Yes | Yes | Yes | 1005755
| Bathroom Exhaust Fans |  | Delta Electronics Inc. | Delta | ELT80-110MH |  | 0 |  | 4" | Horizontal | 110 CFM | 0.25 | 92 | 2 | 14 | 6.5 | Yes | Yes | Yes | Yes | Yes | Yes | 1005755
| Bathroom Exhaust Fans |  | Delta Electronics Inc. | Delta | ELT80-110MH |  | 0 |  | 4" | Horizontal | 110 CFM | 0.1 | 110 | 1.2 | 12.5 | 8.8 | Yes | Yes | Yes | Yes | Yes | Yes | 1005755
| Bathroom Exhaust Fans |  | Delta Electronics Inc. | Delta | ELT80-110MH |  | 0 |  | 6" | Horizontal | 50 CFM | 0.25 | 32 | 0.8 | 6 | 5.3 | Yes | Yes | Yes | Yes | Yes | Yes | 1005755
| Bathroom Exhaust Fans |  | Delta Electronics Inc. | Delta | ELT80-110MH |  | 0 |  | 6" | Horizontal | 50 CFM | 0.1 | 50 | <0.3 | 5 | 10.0 | Yes | Yes | Yes | Yes | Yes | Yes | 1005755
| Bathroom Exhaust Fans |  | Delta Electronics Inc. | Delta | ELT80-110MH |  | 0 |  | 6" | Horizontal | 80 CFM | 0.25 | 59 | 0.9 | 9 | 6.5 | Yes | Yes | Yes | Yes | Yes | Yes | 1005755
| Bathroom Exhaust Fans |  | Delta Electronics Inc. | Delta | ELT80-110MH |  | 0 |  | 6" | Horizontal | 80 CFM | 0.1 | 80 | 0.5 | 7 | 11.4 | Yes | Yes | Yes | Yes | Yes | Yes | 1005755
| Bathroom Exhaust Fans |  | Delta Electronics Inc. | Delta | ELT80-110MH |  | 0 |  | 6" | Horizontal | 110 CFM | 0.25 | 90 | 1 | 13 | 6.9 | Yes | Yes | Yes | Yes | Yes | Yes | 1005755
| Bathroom Exhaust Fans |  | Delta Electronics Inc. | Delta | ELT80-110MH |  | 0 |  | 6" | Horizontal | 110 CFM | 0.1 | 110 | 0.7 | 10.3 | 10.6 | Yes | Yes | Yes | Yes | Yes | Yes | 1005755
| Bathroom Exhaust Fans |  | Delta Electronics Inc. | Delta | ELT80-110MHLED |  | 0 |  | 6" | Horizontal | 110 CFM | 0.1 | 110 | 0.7 | 10.3 | 10.6 | Yes | Yes | Yes | Yes | Yes | Yes | 1005759
| Bathroom Exhaust Fans |  | Delta Electronics Inc. | Delta | ELT80-110MHLED |  | 0 |  | 6" | Horizontal | 110 CFM | 0.25 | 89 | 1 | 13 | 6.8 | Yes | Yes | Yes | Yes | Yes | Yes | 1005759
| Bathroom Exhaust Fans |  | Delta Electronics Inc. | Delta | ELT80-110MHLED |  | 0 |  | 6" | Horizontal | 80 CFM | 0.1 | 80 | 0.5 | 7 | 11.4 | Yes | Yes | Yes | Yes | Yes | Yes | 1005759
| Bathroom Exhaust Fans |  | Delta Electronics Inc. | Delta | ELT80-110MHLED |  | 0 |  | 6" | Horizontal | 80 CFM | 0.25 | 59 | 0.9 | 9 | 6.5 | Yes | Yes | Yes | Yes | Yes | Yes | 1005759
| Bathroom Exhaust Fans |  | Delta Electronics Inc. | Delta | ELT80-110MHLED |  | 0 |  | 6" | Horizontal | 50 CFM | 0.1 | 50 | 0.3 | 5 | 10.0 | Yes | Yes | Yes | Yes | Yes | Yes | 1005759
| Bathroom Exhaust Fans |  | Delta Electronics Inc. | Delta | ELT80-110MHLED |  | 0 |  | 6" | Horizontal | 50 CFM | 0.25 | 35 | 0.8 | 6 | 5.8 | Yes | Yes | Yes | Yes | Yes | Yes | 1005759
| Bathroom Exhaust Fans |  | Delta Electronics Inc. | Delta | ELT80-110MHLED |  | 0 |  | 4" | Horizontal | 100 CFM | 0.1 | 100 | 1 | 11.5 | 8.6 | Yes | Yes | Yes | Yes | Yes | Yes | 1005759
| Bathroom Exhaust Fans |  | Delta Electronics Inc. | Delta | ELT80-110MHLED |  | 0 |  | 4" | Horizontal | 100 CFM | 0.25 | 82 | 1.5 | 13 | 6.3 | Yes | Yes | Yes | Yes | Yes | Yes | 1005759
| Bathroom Exhaust Fans |  | Delta Electronics Inc. | Delta | ELT80-110MHLED |  | 0 |  | 4" | Horizontal | 70 CFM | 0.1 | 70 | 0.7 | 7.5 | 9.3 | Yes | Yes | Yes | Yes | Yes | Yes | 1005759
| Bathroom Exhaust Fans |  | Delta Electronics Inc. | Delta | ELT80-110MHLED |  | 0 |  | 4" | Horizontal | 70 CFM | 0.25 | 52 | 1.2 | 9 | 5.7 | Yes | Yes | Yes | Yes | Yes | Yes | 1005759
| Bathroom Exhaust Fans |  | Delta Electronics Inc. | Delta | ELT80-110MHLED |  | 0 |  | 4" | Horizontal | 50 CFM | 0.25 | 34 | 1 | 6 | 5.6 | Yes | Yes | Yes | Yes | Yes | Yes | 1005759
| Bathroom Exhaust Fans |  | Delta Electronics Inc. | Delta | ELT80-110MHLED |  | 0 |  | 4" | Horizontal | 50 CFM | 0.1 | 50 | 0.5 | 5 | 10.0 | Yes | Yes | Yes | Yes | Yes | Yes | 1005759
| Kitchen Range Hoods | Microwave | Midea America Corp. | High Pointe | EM038K6BA-S | 24 | 0 |  | 3 1/4" x 10" | Horizontal | WS | 0.028 | 100 | 2 |  |  | NO | N/A | N/A | N/A | N/A | N/A | 4505958
| Kitchen Range Hoods | Microwave | Midea America Corp. | High Pointe | EM038K6BA-S | 24 | 0 |  | 3 1/4" x 10" | Vertical | WS | 0.028 | 110 | 1.5 |  |  | NO | N/A | N/A | N/A | N/A | N/A | 4505958
| Kitchen Range Hoods | Microwave | Midea America Corp. | High Pointe | EM038K6BA-S | 24 | 0 |  | 3 1/4" x 10" | Horizontal | HS | 0.1 | 210 | 6.5 |  |  | NO | N/A | N/A | N/A | N/A | N/A | 4505958
| Kitchen Range Hoods | Microwave | Midea America Corp. | High Pointe | EM038K6BA-S | 24 | 0 |  | 3 1/4" x 10" | Vertical | HS | 0.1 | 220 | 6.5 |  |  | NO | N/A | N/A | N/A | N/A | N/A | 4505958
| Kitchen Range Hoods | Microwave | The Home Depot USA Inc. | Vissani | EM044K6CE | 30 | 0 |  | 3 1/4" X 10" | Horizontal | WS | 0.015 | 90 | 1 |  |  | NO | N/A | N/A | N/A | N/A | N/A | 4507187
| Kitchen Range Hoods | Microwave | The Home Depot USA Inc. | Vissani | EM044K6CE | 30 | 0 |  | 3 1/4" X 10" | Horizontal | HS | 0.1 | 260 | 7 |  |  | NO | N/A | N/A | N/A | N/A | N/A | 4507187
| Kitchen Range Hoods | Microwave | The Home Depot USA Inc. | Vissani | EM044K6CE | 30 | 0 |  | 3 1/4" X 10" | Vertical | WS | 0.017 | 100 | 1.5 |  |  | NO | N/A | N/A | N/A | N/A | N/A | 4507187
| Kitchen Range Hoods | Microwave | The Home Depot USA Inc. | Vissani | EM044K6CE | 30 | 0 |  | 3 1/4" X 10" | Vertical | HS | 0.1 | 270 | 6.5 |  |  | NO | N/A | N/A | N/A | N/A | N/A | 4507187
| Kitchen Range Hoods | Microwave | The Black & Decker Corporation | Black & Decker | EM044KIN-P | 30 | 0 |  | 3 1/4" X 10" | Vertical | WS | 0.025 | 120 | 2 |  |  | NO | N/A | N/A | N/A | N/A | N/A | 4508238
| Kitchen Range Hoods | Microwave | The Black & Decker Corporation | Black & Decker | EM044KIN-P | 30 | 0 |  | 3 1/4" X 10" | Vertical | HS | 0.1 | 250 | 6.5 |  |  | NO | N/A | N/A | N/A | N/A | N/A | 4508238
| Kitchen Range Hoods | Microwave | The Black & Decker Corporation | Black & Decker | EM044KIN-P | 30 | 0 |  | 3 1/4" X 10" | Horizontal | WS | 0.026 | 120 | 3 |  |  | NO | N/A | N/A | N/A | N/A | N/A | 4508238
| Kitchen Range Hoods | Microwave | The Black & Decker Corporation | Black & Decker | EM044KIN-P | 30 | 0 |  | 3 1/4" X 10" | Horizontal | HS | 0.1 | 230 | 7 |  |  | NO | N/A | N/A | N/A | N/A | N/A | 4508238
| Kitchen Range Hoods | Microwave | Midea America Corp. | High Pointe | EM044KIW | 30 | 0 |  | 3 1/4" X 10" | Horizontal | WS | 0.026 | 120 | 3 |  |  | NO | N/A | N/A | N/A | N/A | N/A | 4508244
| Kitchen Range Hoods | Microwave | Midea America Corp. | High Pointe | EM044KIW | 30 | 0 |  | 3 1/4" X 10" | Vertical | WS | 0.025 | 120 | 2 |  |  | NO | N/A | N/A | N/A | N/A | N/A | 4508244
| Kitchen Range Hoods | Microwave | Midea America Corp. | High Pointe | EM044KIW | 30 | 0 |  | 3 1/4" X 10" | Vertical | HS | 0.1 | 250 | 6.5 |  |  | NO | N/A | N/A | N/A | N/A | N/A | 4508244
| Kitchen Range Hoods | Microwave | Midea America Corp. | High Pointe | EM044KIW | 30 | 0 |  | 3 1/4" X 10" | Horizontal | HS | 0.1 | 230 | 7 |  |  | NO | N/A | N/A | N/A | N/A | N/A | 4508244
| Kitchen Range Hoods | Microwave | The Black & Decker Corporation | Black & Decker | EM044KJN-P1 | 30 | 0 |  | 3 1/4" X 10" | Vertical | WS | 0.025 | 120 | 2 |  |  | NO | N/A | N/A | N/A | N/A | N/A | 4508239
| Kitchen Range Hoods | Microwave | The Black & Decker Corporation | Black & Decker | EM044KJN-P1 | 30 | 0 |  | 3 1/4" X 10" | Vertical | HS | 0.1 | 250 | 6.5 |  |  | NO | N/A | N/A | N/A | N/A | N/A | 4508239
| Kitchen Range Hoods | Microwave | The Black & Decker Corporation | Black & Decker | EM044KJN-P1 | 30 | 0 |  | 3 1/4" X 10" | Horizontal | WS | 0.026 | 120 | 3 |  |  | NO | N/A | N/A | N/A | N/A | N/A | 4508239
| Kitchen Range Hoods | Microwave | The Black & Decker Corporation | Black & Decker | EM044KJN-P1 | 30 | 0 |  | 3 1/4" X 10" | Horizontal | HS | 0.1 | 230 | 7 |  |  | NO | N/A | N/A | N/A | N/A | N/A | 4508239
| Kitchen Range Hoods | Microwave | The Black & Decker Corporation | Black & Decker | EM044KJN-P2 | 30 | 0 |  | 3 1/4" X 10" | Vertical | WS | 0.025 | 120 | 2 |  |  | NO | N/A | N/A | N/A | N/A | N/A | 4508240
| Kitchen Range Hoods | Microwave | The Black & Decker Corporation | Black & Decker | EM044KJN-P2 | 30 | 0 |  | 3 1/4" X 10" | Vertical | HS | 0.1 | 250 | 6.5 |  |  | NO | N/A | N/A | N/A | N/A | N/A | 4508240
| Kitchen Range Hoods | Microwave | The Black & Decker Corporation | Black & Decker | EM044KJN-P2 | 30 | 0 |  | 3 1/4" X 10" | Horizontal | WS | 0.026 | 120 | 3 |  |  | NO | N/A | N/A | N/A | N/A | N/A | 4508240
| Kitchen Range Hoods | Microwave | The Black & Decker Corporation | Black & Decker | EM044KJN-P2 | 30 | 0 |  | 3 1/4" X 10" | Horizontal | HS | 0.1 | 230 | 7 |  |  | NO | N/A | N/A | N/A | N/A | N/A | 4508240
| Kitchen Range Hoods | Microwave | The Home Depot USA Inc. | Vissani | EM048K6DM | 30 | 0 |  | 3 1/4" X 10" | Vertical Exhaust | HS | 0.1 | 270 | 6.5 |  |  | NO | N/A | N/A | N/A | N/A | N/A | 4507186
| Kitchen Range Hoods | Microwave | The Home Depot USA Inc. | Vissani | EM048K6DM | 30 | 0 |  | 3 1/4" X 10" | Vertical Exhaust | WS | 0.017 | 100 | 1.5 |  |  | NO | N/A | N/A | N/A | N/A | N/A | 4507186
| Kitchen Range Hoods | Microwave | The Home Depot USA Inc. | Vissani | EM048K6DM | 30 | 0 |  | 3 1/4" X 10" | Horizontal Exhaust | HS | 0.1 | 260 | 7 |  |  | NO | N/A | N/A | N/A | N/A | N/A | 4507186
| Kitchen Range Hoods | Microwave | The Home Depot USA Inc. | Vissani | EM048K6DM | 30 | 0 |  | 3 1/4" X 10" | Horizontal Exhaust | WS | 0.015 | 90 | 1 |  |  | NO | N/A | N/A | N/A | N/A | N/A | 4507186
| Kitchen Range Hoods | Microwave | The Home Depot USA Inc. | Seasons | EM048K6DM-P | 30 | 0 |  | 3 1/4" X 10" | Vertical | WS | 0.017 | 100 | 1.5 |  |  | NO | N/A | N/A | N/A | N/A | N/A | 4507822
| Kitchen Range Hoods | Microwave | The Home Depot USA Inc. | Seasons | EM048K6DM-P | 30 | 0 |  | 3 1/4" X 10" | Horizontal | WS | 0.015 | 90 | 1 |  |  | NO | N/A | N/A | N/A | N/A | N/A | 4507822
| Kitchen Range Hoods | Microwave | The Home Depot USA Inc. | Seasons | EM048K6DM-P | 30 | 0 |  | 3 1/4" X 10" | Horizontal | HS | 0.1 | 260 | 7 |  |  | NO | N/A | N/A | N/A | N/A | N/A | 4507822
| Kitchen Range Hoods | Microwave | The Home Depot USA Inc. | Seasons | EM048K6DM-P | 30 | 0 |  | 3 1/4" X 10" | Vertical | HS | 0.1 | 270 | 6.5 |  |  | NO | N/A | N/A | N/A | N/A | N/A | 4507822
| Kitchen Range Hoods | Microwave | The Home Depot USA Inc. | Seasons | EM048K6DS-P | 30 | 0 |  | 3 1/4" X 10" | Vertical | WS | 0.017 | 100 | 1.5 |  |  | NO | N/A | N/A | N/A | N/A | N/A | 4507820
| Kitchen Range Hoods | Microwave | The Home Depot USA Inc. | Seasons | EM048K6DS-P | 30 | 0 |  | 3 1/4" X 10" | Horizontal | WS | 0.015 | 90 | 1 |  |  | NO | N/A | N/A | N/A | N/A | N/A | 4507820
| Kitchen Range Hoods | Microwave | The Home Depot USA Inc. | Seasons | EM048K6DS-P | 30 | 0 |  | 3 1/4" X 10" | Horizontal | HS | 0.1 | 260 | 7 |  |  | NO | N/A | N/A | N/A | N/A | N/A | 4507820
| Kitchen Range Hoods | Microwave | The Home Depot USA Inc. | Seasons | EM048K6DS-P | 30 | 0 |  | 3 1/4" X 10" | Vertical | HS | 0.1 | 270 | 6.5 |  |  | NO | N/A | N/A | N/A | N/A | N/A | 4507820
| Kitchen Range Hoods | Microwave | The Home Depot USA Inc. | Seasons | EM048K6HD-P | 30 | 0 |  | 3 1/4" X 10" | Vertical | WS | 0.017 | 100 | 1.5 |  |  | NO | N/A | N/A | N/A | N/A | N/A | 4507821
| Kitchen Range Hoods | Microwave | The Home Depot USA Inc. | Seasons | EM048K6HD-P | 30 | 0 |  | 3 1/4" X 10" | Horizontal | WS | 0.015 | 90 | 1 |  |  | NO | N/A | N/A | N/A | N/A | N/A | 4507821
| Kitchen Range Hoods | Microwave | The Home Depot USA Inc. | Seasons | EM048K6HD-P | 30 | 0 |  | 3 1/4" X 10" | Horizontal | HS | 0.1 | 260 | 7 |  |  | NO | N/A | N/A | N/A | N/A | N/A | 4507821
| Kitchen Range Hoods | Microwave | The Home Depot USA Inc. | Seasons | EM048K6HD-P | 30 | 0 |  | 3 1/4" X 10" | Vertical | HS | 0.1 | 270 | 6.5 |  |  | NO | N/A | N/A | N/A | N/A | N/A | 4507821
| Kitchen Range Hoods | Microwave | Midea America Corp. | High Pointe | EM053K6BE | 30 | 0 |  | 3 1/4" x 10" | Vertical | WS | 0.016 | 90 | 2 |  |  | NO | N/A | N/A | N/A | N/A | N/A | 4507327
| Kitchen Range Hoods | Microwave | Midea America Corp. | High Pointe | EM053K6BE | 30 | 0 |  | 3 1/4" X 10" | Vertical | HS | 0.1 | 240 | 6.5 |  |  | NO | N/A | N/A | N/A | N/A | N/A | 4507327
| Kitchen Range Hoods | Microwave | Midea America Corp. | High Pointe | EM053K6BE | 30 | 0 |  | 3 1/4" X 10" | Horizontal | WS | 0.029 | 90 | 2 |  |  | NO | N/A | N/A | N/A | N/A | N/A | 4507327
| Kitchen Range Hoods | Microwave | Midea America Corp. | High Pointe | EM053K6BE | 30 | 0 |  | 3 1/4" X 10" | Horizontal | HS | 0.1 | 240 | 7 |  |  | NO | N/A | N/A | N/A | N/A | N/A | 4507327
| Kitchen Range Hoods | Microwave | BSH Home Appliances Corporation | Bosch | EM159K9X | 30 | 0 |  | 3 1/4" X 10" | Vertical Exhaust | WS | 0.023 | 130 | 2 |  |  | NO | N/A | N/A | N/A | N/A | N/A | 4505981
| Kitchen Range Hoods | Microwave | BSH Home Appliances Corporation | Bosch | EM159K9X | 30 | 0 |  | 3 1/4" X 10" | Horizontal Exhaust | WS | 0.022 | 120 | 2 |  |  | NO | N/A | N/A | N/A | N/A | N/A | 4505981
| Kitchen Range Hoods | Microwave | BSH Home Appliances Corporation | Bosch | EM159K9X | 30 | 0 |  | 3 1/4" X 10" | Vertical Exhaust | HS | 0.1 | 290 | 7.5 |  |  | NO | N/A | N/A | N/A | N/A | N/A | 4505981
| Kitchen Range Hoods | Microwave | BSH Home Appliances Corporation | Bosch | EM159K9X | 30 | 0 |  | 3 1/4" X 10" | Horizontal Exhaust | HS | 0.1 | 270 | 6.5 |  |  | NO | N/A | N/A | N/A | N/A | N/A | 4505981
| Kitchen Range Hoods | Chimney Hood | Ningbo Fotile Kitchen Ware Co. Ltd. | FOTILE | EMG7508 | 30 | 0 |  | 6" | Vertical | MS | 0.1 | 416 | 4.5 | 55.5 |  | NO | N/A | N/A | N/A | N/A | N/A | 4508442
| Kitchen Range Hoods | Chimney Hood | Ningbo Fotile Kitchen Ware Co. Ltd. | FOTILE | EMG7508 | 30 | 0 |  | 6" | Vertical | LS | 0.1 | 257 | 1 | 22 |  | NO | N/A | N/A | N/A | N/A | N/A | 4508442
| Kitchen Range Hoods | Chimney Hood | Ningbo Fotile Kitchen Ware Co. Ltd. | FOTILE | EMG7508 | 30 | 0 |  | 6" | Vertical | BS | 0.1 | 651 | 8 | 185 |  | NO | N/A | N/A | N/A | N/A | N/A | 4508442
| Kitchen Range Hoods | Chimney Hood | Ningbo Fotile Kitchen Ware Co. Ltd. | FOTILE | EMG7508 | 30 | 0 |  | 6" | Vertical | HS | 0.1 | 540 | 7 | 108 |  | NO | N/A | N/A | N/A | N/A | N/A | 4508442
| Kitchen Range Hoods | Chimney Hood | Ningbo Fotile Kitchen Ware Co. Ltd. | FOTILE | EMG7508S-i | 30 | 0 |  | 6" | Vertical | HS | 0.1 | 540 | 7 | 108 |  | NO | N/A | N/A | N/A | N/A | N/A | 4508527
| Kitchen Range Hoods | Chimney Hood | Ningbo Fotile Kitchen Ware Co. Ltd. | FOTILE | EMG7508S-i | 30 | 0 |  | 6" | Vertical | BS | 0.1 | 651 | 8 | 185 |  | NO | N/A | N/A | N/A | N/A | N/A | 4508527
| Kitchen Range Hoods | Chimney Hood | Ningbo Fotile Kitchen Ware Co. Ltd. | FOTILE | EMG7508S-i | 30 | 0 |  | 6" | Vertical | LS | 0.1 | 257 | 1 | 22 |  | NO | N/A | N/A | N/A | N/A | N/A | 4508527
| Kitchen Range Hoods | Chimney Hood | Ningbo Fotile Kitchen Ware Co. Ltd. | FOTILE | EMG7508S-i | 30 | 0 |  | 6" | Vertical | MS | 0.1 | 416 | 4.5 | 55.5 |  | NO | N/A | N/A | N/A | N/A | N/A | 4508527
| Kitchen Range Hoods | Chimney Hood | Ningbo Fotile Kitchen Ware Co. Ltd. | FOTILE | EMG9008S | 36 | 0 |  | 6" | Vertical | HS | 0.1 | 540 | 7 | 108 |  | NO | N/A | N/A | N/A | N/A | N/A | 4508450
| Kitchen Range Hoods | Chimney Hood | Ningbo Fotile Kitchen Ware Co. Ltd. | FOTILE | EMG9008S | 36 | 0 |  | 6" | Vertical | BS | 0.1 | 651 | 8 | 185 |  | NO | N/A | N/A | N/A | N/A | N/A | 4508450
| Kitchen Range Hoods | Chimney Hood | Ningbo Fotile Kitchen Ware Co. Ltd. | FOTILE | EMG9008S | 36 | 0 |  | 6" | Vertical | LS | 0.1 | 257 | 1 | 22 |  | NO | N/A | N/A | N/A | N/A | N/A | 4508450
| Kitchen Range Hoods | Chimney Hood | Ningbo Fotile Kitchen Ware Co. Ltd. | FOTILE | EMG9008S | 36 | 0 |  | 6" | Vertical | MS | 0.1 | 416 | 4.5 | 55.5 |  | NO | N/A | N/A | N/A | N/A | N/A | 4508450
| Kitchen Range Hoods | Chimney Hood | Ningbo Fotile Kitchen Ware Co. Ltd. | FOTILE | EMG9030 | 36 | 0 |  | 6" | Vertical Exhaust | MS | 0.1 | 420 | 3.5 | 69 |  | NO | N/A | N/A | N/A | N/A | N/A | 4506784
| Kitchen Range Hoods | Chimney Hood | Ningbo Fotile Kitchen Ware Co. Ltd. | FOTILE | EMG9030 | 36 | 0 |  | 6" | Vertical Exhaust | HS | 0.1 | 520 | 5.5 | 119 |  | NO | N/A | N/A | N/A | N/A | N/A | 4506784
| Kitchen Range Hoods | Chimney Hood | Ningbo Fotile Kitchen Ware Co. Ltd. | FOTILE | EMG9030 | 36 | 0 |  | 6" | Vertical Exhaust | BS | 0.1 | 660 | 7.5 | 223 |  | NO | N/A | N/A | N/A | N/A | N/A | 4506784
| Kitchen Range Hoods | Chimney Hood | Ningbo Fotile Kitchen Ware Co. Ltd. | FOTILE | EMG9030 | 36 | 0 |  | 6" | Vertical Exhaust | LS | 0.1 | 280 | 1.2 | 29 |  | NO | N/A | N/A | N/A | N/A | N/A | 4506784
| Kitchen Range Hoods | Chimney Hood | Ningbo Fotile Kitchen Ware Co. Ltd. | FOTILE | EMG9050 | 36 | 0 |  | 6" | Vertical | MS | 0.1 | 450 | 3.5 | 60.9 |  | NO | N/A | N/A | N/A | N/A | N/A | 4508440
| Kitchen Range Hoods | Chimney Hood | Ningbo Fotile Kitchen Ware Co. Ltd. | FOTILE | EMG9050 | 36 | 0 |  | 6" | Vertical | LS | 0.1 | 283 | 0.6 | 25.1 |  | NO | N/A | N/A | N/A | N/A | N/A | 4508440
| Kitchen Range Hoods | Chimney Hood | Ningbo Fotile Kitchen Ware Co. Ltd. | FOTILE | EMG9050 | 36 | 0 |  | 6" | Vertical | BS | 0.1 | 695 | 7.5 | 185 |  | NO | N/A | N/A | N/A | N/A | N/A | 4508440
| Kitchen Range Hoods | Chimney Hood | Ningbo Fotile Kitchen Ware Co. Ltd. | FOTILE | EMG9050 | 36 | 0 |  | 6" | Vertical | HS | 0.1 | 617 | 6 | 138 |  | NO | N/A | N/A | N/A | N/A | N/A | 4508440
| Kitchen Range Hoods | Microwave | Electrolux | Electrolux | EMOW1911ASA | 30 | 0 |  | 3 1/4" X 10" | Horizontal | HS | 0.1 | 270 | 8 |  |  | NO | N/A | N/A | N/A | N/A | N/A | 4507125
| Kitchen Range Hoods | Microwave | Electrolux | Electrolux | EMOW1911ASA | 30 | 0 |  | 3 1/4" X 10" | Vertical | HS | 0.1 | 280 | 7 |  |  | NO | N/A | N/A | N/A | N/A | N/A | 4507125
| Kitchen Range Hoods | Microwave | Electrolux | Electrolux | EMOW1911ASA | 30 | 0 |  | 3 1/4" X 10" | Horizontal | WS | 0.024 | 130 | 2.5 |  |  | NO | N/A | N/A | N/A | N/A | N/A | 4507125
| Kitchen Range Hoods | Microwave | Electrolux | Electrolux | EMOW1911ASA | 30 | 0 |  | 3 1/4" X 10" | Vertical | WS | 0.026 | 140 | 2 |  |  | NO | N/A | N/A | N/A | N/A | N/A | 4507125
| Kitchen Range Hoods | Chimney Hood | Ningbo Fotile Kitchen Ware Co. Ltd. | FOTILE | EMS9018 | 36 | 0 |  | 6" | Vertical Exhaust | LS | 0.1 | 340 | 2.5 | 175 |  | NO | N/A | N/A | N/A | N/A | N/A | 4505645
| Kitchen Range Hoods | Chimney Hood | Ningbo Fotile Kitchen Ware Co. Ltd. | FOTILE | EMS9018 | 36 | 0 |  | 6" | Vertical | LS | 0.25 | 302 |  |  |  | NO | N/A | N/A | N/A | N/A | N/A | 4505645
| Kitchen Range Hoods | Chimney Hood | Ningbo Fotile Kitchen Ware Co. Ltd. | FOTILE | EMS9018 | 36 | 0 |  | 6" | Vertical Exhaust | HS | 0.1 | 440 | 4 | 224 |  | NO | N/A | N/A | N/A | N/A | N/A | 4505645
| Kitchen Range Hoods | Chimney Hood | Ningbo Fotile Kitchen Ware Co. Ltd. | FOTILE | EMS9018 | 36 | 0 |  | 6" | Vertical | HS | 0.25 | 414 |  |  |  | NO | N/A | N/A | N/A | N/A | N/A | 4505645
| Kitchen Range Hoods | Chimney Hood | Ningbo Fotile Kitchen Ware Co. Ltd. | FOTILE | EMS9026 | 36 | 0 |  | 6" | Vertical Exhaust | LS | 0.1 | 360 | 2 | 134 |  | NO | N/A | N/A | N/A | N/A | N/A | 4508007
| Kitchen Range Hoods | Chimney Hood | Ningbo Fotile Kitchen Ware Co. Ltd. | FOTILE | EMS9026 | 36 | 0 |  | 6" | Vertical Exhaust | HS | 0.1 | 450 | 4 | 188 |  | NO | N/A | N/A | N/A | N/A | N/A | 4508007
| Kitchen Range Hoods | Chimney Hood | Ningbo Fotile Kitchen Ware Co. Ltd. | FOTILE | EMS9026 | 36 | 0 |  | 6" | Vertical Exhaust | BS | 0.1 | 560 | 7 | 291 |  | NO | N/A | N/A | N/A | N/A | N/A | 4508007
| Kitchen Range Hoods | Undercabinet | Broan-NuTone LLC | Broan (Canada) | ERLE130BLS | 30 | 0 |  | 3 1/4" X 10" | Horizontal | WS | 0.006 | 130 | <0.3 | 33.4 | 3.8 | NO | N/A | N/A | N/A | N/A | N/A | 4507835
| Kitchen Range Hoods | Undercabinet | Broan-NuTone LLC | Broan (Canada) | ERLE130BLS | 30 | 0 |  | 3 1/4" X 10" | Horizontal | HS | 0.1 | 510 | 7.5 | 206 | 2.4 | NO | N/A | N/A | N/A | N/A | N/A | 4507835
| Kitchen Range Hoods | Undercabinet | Broan-NuTone LLC | Broan (Canada) | ERLE130BLS | 30 | 0 |  | 3 1/4" X 10" | Vertical | WS | 0.008 | 130 | <0.3 | 33.4 | 3.8 | NO | N/A | N/A | N/A | N/A | N/A | 4507835
| Kitchen Range Hoods | Undercabinet | Broan-NuTone LLC | Broan (Canada) | ERLE130BLS | 30 | 0 |  | 3 1/4" X 10" | Vertical | HS | 0.1 | 460 | 8 | 201 | 2.2 | NO | N/A | N/A | N/A | N/A | N/A | 4507835
| Kitchen Range Hoods | Undercabinet | Broan-NuTone LLC | Broan (Canada) | ERLE130BLS | 30 | 0 |  | 3 1/4" X 14" | Vertical | WS | 0.008 | 140 | <0.3 | 33.3 | 4.2 | NO | N/A | N/A | N/A | N/A | N/A | 4507835
| Kitchen Range Hoods | Undercabinet | Broan-NuTone LLC | Broan (Canada) | ERLE130BLS | 30 | 0 |  | 3 1/4" X 14" | Vertical | HS | 0.1 | 520 | 8 | 208 | 2.5 | NO | N/A | N/A | N/A | N/A | N/A | 4507835
| Kitchen Range Hoods | Undercabinet | Broan-NuTone LLC | Broan (Canada) | ERLE130BLS | 30 | 0 |  | 7" | Vertical | WS | 0.008 | 140 | <0.3 | 33.3 | 4.2 | NO | N/A | N/A | N/A | N/A | N/A | 4507835
| Kitchen Range Hoods | Undercabinet | Broan-NuTone LLC | Broan (Canada) | ERLE130BLS | 30 | 0 |  | 7" | Vertical | HS | 0.1 | 470 | 7.5 | 205 | 2.2 | NO | N/A | N/A | N/A | N/A | N/A | 4507835
| Kitchen Range Hoods | Undercabinet | Broan-NuTone LLC | Broan (Canada) | ERLE130BLS | 30 | 0 |  | 3 1/4" X 14" | Horizontal | WS | 0.005 | 130 | <0.3 | 33.3 | 3.9 | NO | N/A | N/A | N/A | N/A | N/A | 4507835
| Kitchen Range Hoods | Undercabinet | Broan-NuTone LLC | Broan (Canada) | ERLE130BLS | 30 | 0 |  | 3 1/4" X 14" | Horizontal | HS | 0.1 | 590 | 7.5 | 214 | 2.7 | NO | N/A | N/A | N/A | N/A | N/A | 4507835
| Kitchen Range Hoods | Undercabinet | Broan-NuTone LLC | Broan (Canada) | ERLE130BLS | 30 | 0 |  | 3 1/4" X 10" | Horizontal | HS | 0.25 | 470 |  |  |  | NO | N/A | N/A | N/A | N/A | N/A | 4507835
| Kitchen Range Hoods | Undercabinet | Broan-NuTone LLC | Broan (Canada) | ERLE130BLS | 30 | 0 |  | 3 1/4" X 10" | Vertical | HS | 0.25 | 410 |  |  |  | NO | N/A | N/A | N/A | N/A | N/A | 4507835
| Kitchen Range Hoods | Undercabinet | Broan-NuTone LLC | Broan (Canada) | ERLE130BLS | 30 | 0 |  | 3 1/4" X 14" | Vertical | HS | 0.25 | 470 |  |  |  | NO | N/A | N/A | N/A | N/A | N/A | 4507835
| Kitchen Range Hoods | Undercabinet | Broan-NuTone LLC | Broan (Canada) | ERLE130BLS | 30 | 0 |  | 7" | Vertical | HS | 0.25 | 415 |  |  |  | NO | N/A | N/A | N/A | N/A | N/A | 4507835
| Kitchen Range Hoods | Undercabinet | Broan-NuTone LLC | Broan (Canada) | ERLE130BLS | 30 | 0 |  | 3 1/4" X 14" | Horizontal | HS | 0.25 | 545 |  |  |  | NO | N/A | N/A | N/A | N/A | N/A | 4507835
| Kitchen Range Hoods | Undercabinet | Broan-NuTone LLC | Broan (Canada) | ERLE130SS | 30 | 0 |  | 3 1/4" X 10" | Horizontal | WS | 0.006 | 130 | <0.3 | 33.4 | 3.8 | NO | N/A | N/A | N/A | N/A | N/A | 4507836
| Kitchen Range Hoods | Undercabinet | Broan-NuTone LLC | Broan (Canada) | ERLE130SS | 30 | 0 |  | 3 1/4" X 10" | Horizontal | HS | 0.1 | 510 | 7.5 | 206 | 2.4 | NO | N/A | N/A | N/A | N/A | N/A | 4507836
| Kitchen Range Hoods | Undercabinet | Broan-NuTone LLC | Broan (Canada) | ERLE130SS | 30 | 0 |  | 3 1/4" X 10" | Vertical | WS | 0.008 | 130 | <0.3 | 33.4 | 3.8 | NO | N/A | N/A | N/A | N/A | N/A | 4507836
| Kitchen Range Hoods | Undercabinet | Broan-NuTone LLC | Broan (Canada) | ERLE130SS | 30 | 0 |  | 3 1/4" X 10" | Vertical | HS | 0.1 | 460 | 8 | 201 | 2.2 | NO | N/A | N/A | N/A | N/A | N/A | 4507836
| Kitchen Range Hoods | Undercabinet | Broan-NuTone LLC | Broan (Canada) | ERLE130SS | 30 | 0 |  | 3 1/4" X 14" | Vertical | WS | 0.008 | 140 | <0.3 | 33.3 | 4.2 | NO | N/A | N/A | N/A | N/A | N/A | 4507836
| Kitchen Range Hoods | Undercabinet | Broan-NuTone LLC | Broan (Canada) | ERLE130SS | 30 | 0 |  | 3 1/4" X 14" | Vertical | HS | 0.1 | 520 | 8 | 208 | 2.5 | NO | N/A | N/A | N/A | N/A | N/A | 4507836
| Kitchen Range Hoods | Undercabinet | Broan-NuTone LLC | Broan (Canada) | ERLE130SS | 30 | 0 |  | 7" | Vertical | WS | 0.008 | 140 | <0.3 | 33.3 | 4.2 | NO | N/A | N/A | N/A | N/A | N/A | 4507836
| Kitchen Range Hoods | Undercabinet | Broan-NuTone LLC | Broan (Canada) | ERLE130SS | 30 | 0 |  | 7" | Vertical | HS | 0.1 | 470 | 7.5 | 205 | 2.2 | NO | N/A | N/A | N/A | N/A | N/A | 4507836
| Kitchen Range Hoods | Undercabinet | Broan-NuTone LLC | Broan (Canada) | ERLE130SS | 30 | 0 |  | 3 1/4" X 14" | Horizontal | WS | 0.005 | 130 | <0.3 | 33.3 | 3.9 | NO | N/A | N/A | N/A | N/A | N/A | 4507836
| Kitchen Range Hoods | Undercabinet | Broan-NuTone LLC | Broan (Canada) | ERLE130SS | 30 | 0 |  | 3 1/4" X 14" | Horizontal | HS | 0.1 | 590 | 7.5 | 214 | 2.7 | NO | N/A | N/A | N/A | N/A | N/A | 4507836
| Kitchen Range Hoods | Undercabinet | Broan-NuTone LLC | Broan (Canada) | ERLE130SS | 30 | 0 |  | 3 1/4" X 10" | Horizontal | HS | 0.25 | 470 |  |  |  | NO | N/A | N/A | N/A | N/A | N/A | 4507836
| Kitchen Range Hoods | Undercabinet | Broan-NuTone LLC | Broan (Canada) | ERLE130SS | 30 | 0 |  | 3 1/4" X 10" | Vertical | HS | 0.25 | 410 |  |  |  | NO | N/A | N/A | N/A | N/A | N/A | 4507836
| Kitchen Range Hoods | Undercabinet | Broan-NuTone LLC | Broan (Canada) | ERLE130SS | 30 | 0 |  | 3 1/4" X 14" | Vertical | HS | 0.25 | 470 |  |  |  | NO | N/A | N/A | N/A | N/A | N/A | 4507836
| Kitchen Range Hoods | Undercabinet | Broan-NuTone LLC | Broan (Canada) | ERLE130SS | 30 | 0 |  | 7" | Vertical | HS | 0.25 | 415 |  |  |  | NO | N/A | N/A | N/A | N/A | N/A | 4507836
| Kitchen Range Hoods | Undercabinet | Broan-NuTone LLC | Broan (Canada) | ERLE130SS | 30 | 0 |  | 3 1/4" X 14" | Horizontal | HS | 0.25 | 545 |  |  |  | NO | N/A | N/A | N/A | N/A | N/A | 4507836
| Kitchen Range Hoods | Undercabinet | Broan-NuTone LLC | Broan (Canada) | ERLE130WH | 30 | 0 |  | 3 1/4" X 14" | Vertical | WS | 0.008 | 140 | <0.3 | 33.3 | 4.2 | NO | N/A | N/A | N/A | N/A | N/A | 4507837
| Kitchen Range Hoods | Undercabinet | Broan-NuTone LLC | Broan (Canada) | ERLE130WH | 30 | 0 |  | 3 1/4" X 14" | Vertical | HS | 0.1 | 520 | 8 | 208 | 2.5 | NO | N/A | N/A | N/A | N/A | N/A | 4507837
| Kitchen Range Hoods | Undercabinet | Broan-NuTone LLC | Broan (Canada) | ERLE130WH | 30 | 0 |  | 7" | Vertical | WS | 0.008 | 140 | <0.3 | 33.3 | 4.2 | NO | N/A | N/A | N/A | N/A | N/A | 4507837
| Kitchen Range Hoods | Undercabinet | Broan-NuTone LLC | Broan (Canada) | ERLE130WH | 30 | 0 |  | 7" | Vertical | HS | 0.1 | 470 | 7.5 | 205 | 2.2 | NO | N/A | N/A | N/A | N/A | N/A | 4507837
| Kitchen Range Hoods | Undercabinet | Broan-NuTone LLC | Broan (Canada) | ERLE130WH | 30 | 0 |  | 3 1/4" X 14" | Horizontal | WS | 0.005 | 130 | <0.3 | 33.3 | 3.9 | NO | N/A | N/A | N/A | N/A | N/A | 4507837
| Kitchen Range Hoods | Undercabinet | Broan-NuTone LLC | Broan (Canada) | ERLE130WH | 30 | 0 |  | 3 1/4" X 14" | Horizontal | HS | 0.1 | 590 | 7.5 | 214 | 2.7 | NO | N/A | N/A | N/A | N/A | N/A | 4507837
| Kitchen Range Hoods | Undercabinet | Broan-NuTone LLC | Broan (Canada) | ERLE130WH | 30 | 0 |  | 3 1/4" X 10" | Horizontal | WS | 0.006 | 130 | <0.3 | 33.4 | 3.8 | NO | N/A | N/A | N/A | N/A | N/A | 4507837
| Kitchen Range Hoods | Undercabinet | Broan-NuTone LLC | Broan (Canada) | ERLE130WH | 30 | 0 |  | 3 1/4" X 10" | Horizontal | HS | 0.1 | 510 | 7.5 | 206 | 2.4 | NO | N/A | N/A | N/A | N/A | N/A | 4507837
| Kitchen Range Hoods | Undercabinet | Broan-NuTone LLC | Broan (Canada) | ERLE130WH | 30 | 0 |  | 3 1/4" X 10" | Vertical | WS | 0.008 | 130 | <0.3 | 33.4 | 3.8 | NO | N/A | N/A | N/A | N/A | N/A | 4507837
| Kitchen Range Hoods | Undercabinet | Broan-NuTone LLC | Broan (Canada) | ERLE130WH | 30 | 0 |  | 3 1/4" X 10" | Vertical | HS | 0.1 | 460 | 8 | 201 | 2.2 | NO | N/A | N/A | N/A | N/A | N/A | 4507837
| Kitchen Range Hoods | Undercabinet | Broan-NuTone LLC | Broan (Canada) | ERLE130WH | 30 | 0 |  | 3 1/4" X 10" | Horizontal | HS | 0.25 | 470 |  |  |  | NO | N/A | N/A | N/A | N/A | N/A | 4507837
| Kitchen Range Hoods | Undercabinet | Broan-NuTone LLC | Broan (Canada) | ERLE130WH | 30 | 0 |  | 3 1/4" X 10" | Vertical | HS | 0.25 | 410 |  |  |  | NO | N/A | N/A | N/A | N/A | N/A | 4507837
| Kitchen Range Hoods | Undercabinet | Broan-NuTone LLC | Broan (Canada) | ERLE130WH | 30 | 0 |  | 3 1/4" X 14" | Vertical | HS | 0.25 | 470 |  |  |  | NO | N/A | N/A | N/A | N/A | N/A | 4507837
| Kitchen Range Hoods | Undercabinet | Broan-NuTone LLC | Broan (Canada) | ERLE130WH | 30 | 0 |  | 7" | Vertical | HS | 0.25 | 415 |  |  |  | NO | N/A | N/A | N/A | N/A | N/A | 4507837
| Kitchen Range Hoods | Undercabinet | Broan-NuTone LLC | Broan (Canada) | ERLE130WH | 30 | 0 |  | 3 1/4" X 14" | Horizontal | HS | 0.25 | 545 |  |  |  | NO | N/A | N/A | N/A | N/A | N/A | 4507837
| Kitchen Range Hoods | Undercabinet | Broan-NuTone LLC | Broan (Canada) | ERLE136BLS | 36 | 0 |  | 3 1/4" X 10" | Horizontal | WS | 0.006 | 130 | <0.3 | 33.4 | 3.8 | NO | N/A | N/A | N/A | N/A | N/A | 4507838
| Kitchen Range Hoods | Undercabinet | Broan-NuTone LLC | Broan (Canada) | ERLE136BLS | 36 | 0 |  | 3 1/4" X 10" | Horizontal | HS | 0.1 | 510 | 7.5 | 206 | 2.4 | NO | N/A | N/A | N/A | N/A | N/A | 4507838
| Kitchen Range Hoods | Undercabinet | Broan-NuTone LLC | Broan (Canada) | ERLE136BLS | 36 | 0 |  | 3 1/4" X 10" | Vertical | WS | 0.008 | 130 | <0.3 | 33.4 | 3.8 | NO | N/A | N/A | N/A | N/A | N/A | 4507838
| Kitchen Range Hoods | Undercabinet | Broan-NuTone LLC | Broan (Canada) | ERLE136BLS | 36 | 0 |  | 3 1/4" X 10" | Vertical | HS | 0.1 | 460 | 8 | 201 | 2.2 | NO | N/A | N/A | N/A | N/A | N/A | 4507838
| Kitchen Range Hoods | Undercabinet | Broan-NuTone LLC | Broan (Canada) | ERLE136BLS | 36 | 0 |  | 3 1/4" X 14" | Vertical | WS | 0.008 | 140 | <0.3 | 33.3 | 4.2 | NO | N/A | N/A | N/A | N/A | N/A | 4507838
| Kitchen Range Hoods | Undercabinet | Broan-NuTone LLC | Broan (Canada) | ERLE136BLS | 36 | 0 |  | 3 1/4" X 14" | Vertical | HS | 0.1 | 520 | 8 | 208 | 2.5 | NO | N/A | N/A | N/A | N/A | N/A | 4507838
| Kitchen Range Hoods | Undercabinet | Broan-NuTone LLC | Broan (Canada) | ERLE136BLS | 36 | 0 |  | 7" | Vertical | WS | 0.008 | 140 | <0.3 | 33.3 | 4.2 | NO | N/A | N/A | N/A | N/A | N/A | 4507838
| Kitchen Range Hoods | Undercabinet | Broan-NuTone LLC | Broan (Canada) | ERLE136BLS | 36 | 0 |  | 7" | Vertical | HS | 0.1 | 470 | 7.5 | 205 | 2.2 | NO | N/A | N/A | N/A | N/A | N/A | 4507838
| Kitchen Range Hoods | Undercabinet | Broan-NuTone LLC | Broan (Canada) | ERLE136BLS | 36 | 0 |  | 3 1/4" X 14" | Horizontal | WS | 0.005 | 130 | <0.3 | 33.3 | 3.9 | NO | N/A | N/A | N/A | N/A | N/A | 4507838
| Kitchen Range Hoods | Undercabinet | Broan-NuTone LLC | Broan (Canada) | ERLE136BLS | 36 | 0 |  | 3 1/4" X 14" | Horizontal | HS | 0.1 | 590 | 7.5 | 214 | 2.7 | NO | N/A | N/A | N/A | N/A | N/A | 4507838
| Kitchen Range Hoods | Undercabinet | Broan-NuTone LLC | Broan (Canada) | ERLE136BLS | 36 | 0 |  | 3 1/4" X 10" | Horizontal | HS | 0.25 | 470 |  |  |  | NO | N/A | N/A | N/A | N/A | N/A | 4507838
| Kitchen Range Hoods | Undercabinet | Broan-NuTone LLC | Broan (Canada) | ERLE136BLS | 36 | 0 |  | 3 1/4" X 10" | Vertical | HS | 0.25 | 410 |  |  |  | NO | N/A | N/A | N/A | N/A | N/A | 4507838
| Kitchen Range Hoods | Undercabinet | Broan-NuTone LLC | Broan (Canada) | ERLE136BLS | 36 | 0 |  | 3 1/4" X 14" | Vertical | HS | 0.25 | 470 |  |  |  | NO | N/A | N/A | N/A | N/A | N/A | 4507838
| Kitchen Range Hoods | Undercabinet | Broan-NuTone LLC | Broan (Canada) | ERLE136BLS | 36 | 0 |  | 7" | Vertical | HS | 0.25 | 415 |  |  |  | NO | N/A | N/A | N/A | N/A | N/A | 4507838
| Kitchen Range Hoods | Undercabinet | Broan-NuTone LLC | Broan (Canada) | ERLE136BLS | 36 | 0 |  | 3 1/4" X 14" | Horizontal | HS | 0.25 | 545 |  |  |  | NO | N/A | N/A | N/A | N/A | N/A | 4507838
| Kitchen Range Hoods | Undercabinet | Broan-NuTone LLC | Broan (Canada) | ERLE136SS | 36 | 0 |  | 3 1/4" X 10" | Horizontal | WS | 0.006 | 130 | <0.3 | 33.4 | 3.8 | NO | N/A | N/A | N/A | N/A | N/A | 4507839
| Kitchen Range Hoods | Undercabinet | Broan-NuTone LLC | Broan (Canada) | ERLE136SS | 36 | 0 |  | 3 1/4" X 10" | Horizontal | HS | 0.1 | 510 | 7.5 | 206 | 2.4 | NO | N/A | N/A | N/A | N/A | N/A | 4507839
| Kitchen Range Hoods | Undercabinet | Broan-NuTone LLC | Broan (Canada) | ERLE136SS | 36 | 0 |  | 3 1/4" X 10" | Vertical | WS | 0.008 | 130 | <0.3 | 33.4 | 3.8 | NO | N/A | N/A | N/A | N/A | N/A | 4507839
| Kitchen Range Hoods | Undercabinet | Broan-NuTone LLC | Broan (Canada) | ERLE136SS | 36 | 0 |  | 3 1/4" X 10" | Vertical | HS | 0.1 | 460 | 8 | 201 | 2.2 | NO | N/A | N/A | N/A | N/A | N/A | 4507839
| Kitchen Range Hoods | Undercabinet | Broan-NuTone LLC | Broan (Canada) | ERLE136SS | 36 | 0 |  | 3 1/4" X 14" | Vertical | WS | 0.008 | 140 | <0.3 | 33.3 | 4.2 | NO | N/A | N/A | N/A | N/A | N/A | 4507839
| Kitchen Range Hoods | Undercabinet | Broan-NuTone LLC | Broan (Canada) | ERLE136SS | 36 | 0 |  | 3 1/4" X 14" | Vertical | HS | 0.1 | 520 | 8 | 208 | 2.5 | NO | N/A | N/A | N/A | N/A | N/A | 4507839
| Kitchen Range Hoods | Undercabinet | Broan-NuTone LLC | Broan (Canada) | ERLE136SS | 36 | 0 |  | 7" | Vertical | WS | 0.008 | 140 | <0.3 | 33.3 | 4.2 | NO | N/A | N/A | N/A | N/A | N/A | 4507839
| Kitchen Range Hoods | Undercabinet | Broan-NuTone LLC | Broan (Canada) | ERLE136SS | 36 | 0 |  | 7" | Vertical | HS | 0.1 | 470 | 7.5 | 205 | 2.2 | NO | N/A | N/A | N/A | N/A | N/A | 4507839
| Kitchen Range Hoods | Undercabinet | Broan-NuTone LLC | Broan (Canada) | ERLE136SS | 36 | 0 |  | 3 1/4" X 14" | Horizontal | WS | 0.005 | 130 | <0.3 | 33.3 | 3.9 | NO | N/A | N/A | N/A | N/A | N/A | 4507839
| Kitchen Range Hoods | Undercabinet | Broan-NuTone LLC | Broan (Canada) | ERLE136SS | 36 | 0 |  | 3 1/4" X 14" | Horizontal | HS | 0.1 | 590 | 7.5 | 214 | 2.7 | NO | N/A | N/A | N/A | N/A | N/A | 4507839
| Kitchen Range Hoods | Undercabinet | Broan-NuTone LLC | Broan (Canada) | ERLE136SS | 36 | 0 |  | 3 1/4" X 10" | Horizontal | HS | 0.25 | 470 |  |  |  | NO | N/A | N/A | N/A | N/A | N/A | 4507839
| Kitchen Range Hoods | Undercabinet | Broan-NuTone LLC | Broan (Canada) | ERLE136SS | 36 | 0 |  | 3 1/4" X 10" | Vertical | HS | 0.25 | 410 |  |  |  | NO | N/A | N/A | N/A | N/A | N/A | 4507839
| Kitchen Range Hoods | Undercabinet | Broan-NuTone LLC | Broan (Canada) | ERLE136SS | 36 | 0 |  | 3 1/4" X 14" | Vertical | HS | 0.25 | 470 |  |  |  | NO | N/A | N/A | N/A | N/A | N/A | 4507839
| Kitchen Range Hoods | Undercabinet | Broan-NuTone LLC | Broan (Canada) | ERLE136SS | 36 | 0 |  | 7" | Vertical | HS | 0.25 | 415 |  |  |  | NO | N/A | N/A | N/A | N/A | N/A | 4507839
| Kitchen Range Hoods | Undercabinet | Broan-NuTone LLC | Broan (Canada) | ERLE136SS | 36 | 0 |  | 3 1/4" X 14" | Horizontal | HS | 0.25 | 545 |  |  |  | NO | N/A | N/A | N/A | N/A | N/A | 4507839
| Bathroom Exhaust Fans |  | North America Range Hoods Inc. | Cyclone | ESCBP110 |  | 0 |  | 6" | Horizontal | HS | 0.1 | 110 | 0.9 | 28 | 3.9 | Yes | Yes | Yes | Yes | Yes | Yes | 1007503
| Bathroom Exhaust Fans |  | North America Range Hoods Inc. | Cyclone | ESCBP110 |  | 0 |  | 4" | Horizontal | HS | 0.1 | 100 | 1.3 | 28 | 3.5 | Yes | Yes | Yes | Yes | Yes | Yes | 1007503
| Bathroom Exhaust Fans |  | North America Range Hoods Inc. | Cyclone | ESCBP110 |  | 0 |  | 6" | Horizontal | HS | 0.25 | 92 |  |  |  | Yes | Yes | Yes | Yes | Yes | Yes | 1007503
| Bathroom Exhaust Fans |  | North America Range Hoods Inc. | Cyclone | ESCBP110 |  | 0 |  | 4" | Horizontal | HS | 0.25 | 79 |  |  |  | Yes | Yes | Yes | Yes | Yes | Yes | 1007503
| Bathroom Exhaust Fans |  | North America Range Hoods Inc. | Cyclone | ESCBP150 |  | 0 |  | 6" | Horizontal | HS | 0.1 | 150 | 0.5 | 35 | 4.2 | Yes | Yes | Yes | Yes | Yes | Yes | 1007504
| Bathroom Exhaust Fans |  | North America Range Hoods Inc. | Cyclone | ESCBP150 |  | 0 |  | 6" | Horizontal | HS | 0.25 | 115 |  |  |  | Yes | Yes | Yes | Yes | Yes | Yes | 1007504
| Bathroom Exhaust Fans |  | North America Range Hoods Inc. | Cyclone | ESCBP80 |  | 0 |  | 6" | Horizontal | HS | 0.1 | 80 | 0.7 | 24 |  | Yes | Yes | Yes | Yes | Yes | Yes | 1008149
| Bathroom Exhaust Fans |  | North America Range Hoods Inc. | Cyclone | ESCBP80 |  | 0 |  | 6" | Horizontal | HS | 0.25 | 59 |  |  |  | Yes | Yes | Yes | Yes | Yes | Yes | 1008149
| Bathroom Exhaust Fans |  | North America Range Hoods Inc. | Cyclone | ESLPD3S100 |  | 0 |  | 4" | Horizontal | LS | 0.1 | 50 | 0.6 | 5 | 10.0 | Yes | Yes | Yes | Yes | Yes | Yes | 1007505
| Bathroom Exhaust Fans |  | North America Range Hoods Inc. | Cyclone | ESLPD3S100 |  | 0 |  | 4" | Horizontal | LS | 0.25 | 53 |  |  |  | Yes | Yes | Yes | Yes | Yes | Yes | 1007505
| Bathroom Exhaust Fans |  | North America Range Hoods Inc. | Cyclone | ESLPD3S100 |  | 0 |  | 4" | Horizontal | MS | 0.25 | 81 |  |  |  | Yes | Yes | Yes | Yes | Yes | Yes | 1007505
| Bathroom Exhaust Fans |  | North America Range Hoods Inc. | Cyclone | ESLPD3S100 |  | 0 |  | 4" | Horizontal | HS | 0.25 | 101 |  |  |  | Yes | Yes | Yes | Yes | Yes | Yes | 1007505
| Bathroom Exhaust Fans |  | North America Range Hoods Inc. | Cyclone | ESLPD3S100 |  | 0 |  | 4" | Horizontal | HS | 0.1 | 100 | 1.5 | 12 | 8.3 | Yes | Yes | Yes | Yes | Yes | Yes | 1007505
| Bathroom Exhaust Fans |  | North America Range Hoods Inc. | Cyclone | ESLPD3S100 |  | 0 |  | 4" | Horizontal | MS | 0.1 | 80 | 1 | 7 | 11.4 | Yes | Yes | Yes | Yes | Yes | Yes | 1007505
| Bathroom Exhaust Fans |  | North America Range Hoods Inc. | Cyclone | ESLPD3S100H |  | 0 |  | 4" | Horizontal | LS | 0.1 | 50 | 0.6 | 5 | 10.0 | Yes | Yes | Yes | Yes | Yes | Yes | 1007506
| Bathroom Exhaust Fans |  | North America Range Hoods Inc. | Cyclone | ESLPD3S100H |  | 0 |  | 4" | Horizontal | HS | 0.1 | 100 | 1.5 | 12 | 8.3 | Yes | Yes | Yes | Yes | Yes | Yes | 1007506
| Bathroom Exhaust Fans |  | North America Range Hoods Inc. | Cyclone | ESLPD3S100H |  | 0 |  | 4" | Horizontal | MS | 0.1 | 80 | 1 | 7 | 11.4 | Yes | Yes | Yes | Yes | Yes | Yes | 1007506
| Bathroom Exhaust Fans |  | North America Range Hoods Inc. | Cyclone | ESLPD3S100H |  | 0 |  | 4" | Horizontal | LS | 0.25 | 53 |  |  |  | Yes | Yes | Yes | Yes | Yes | Yes | 1007506
| Bathroom Exhaust Fans |  | North America Range Hoods Inc. | Cyclone | ESLPD3S100H |  | 0 |  | 4" | Horizontal | HS | 0.25 | 101 |  |  |  | Yes | Yes | Yes | Yes | Yes | Yes | 1007506
| Bathroom Exhaust Fans |  | North America Range Hoods Inc. | Cyclone | ESLPD3S100H |  | 0 |  | 4" | Horizontal | MS | 0.25 | 81 |  |  |  | Yes | Yes | Yes | Yes | Yes | Yes | 1007506
| Kitchen Range Hoods |  | Air King America LLC | Air King | ESQZ2303 | 30 | 0 |  | 3 1/4" X 10" | Horizontal | HS | 0.1 | 250 | 6 | 72 | 3.4 | Yes | N/A | N/A | N/A | N/A | N/A | 4506760
| Kitchen Range Hoods |  | Air King America LLC | Air King | ESQZ2303 | 30 | 0 |  | 3 1/4" X 10" | Horizontal | WS | 0.03 | 100 | 1.5 | 18 | 5.5 | Yes | N/A | N/A | N/A | N/A | N/A | 4506760
| Kitchen Range Hoods |  | Air King America LLC | Air King | ESQZ2303 | 30 | 0 |  | 3 1/4" X 10" | Vertical | HS | 0.1 | 220 | 6.5 | 72 | 3.0 | Yes | N/A | N/A | N/A | N/A | N/A | 4506760
| Kitchen Range Hoods |  | Air King America LLC | Air King | ESQZ2303 | 30 | 0 |  | 3 1/4" X 10" | Vertical | WS | 0.03 | 120 | 1.5 | 18 | 6.6 | Yes | N/A | N/A | N/A | N/A | N/A | 4506760
| Kitchen Range Hoods | Undercabinet | Air King America LLC | Air King | ESQZ2306 | 30 | 0 |  | 3 1/4" X 10" | Vertical | WS | 0.03 | 120 | 1.5 | 18 | 6.6 | Yes | N/A | N/A | N/A | N/A | N/A | 4508098
| Kitchen Range Hoods | Undercabinet | Air King America LLC | Air King | ESQZ2306 | 30 | 0 |  | 3 1/4" X 10" | Horizontal | HS | 0.1 | 250 | 6 | 72 | 3.4 | Yes | N/A | N/A | N/A | N/A | N/A | 4508098
| Kitchen Range Hoods | Undercabinet | Air King America LLC | Air King | ESQZ2306 | 30 | 0 |  | 3 1/4" X 10" | Horizontal | WS | 0.03 | 100 | 1.5 | 18 | 5.5 | Yes | N/A | N/A | N/A | N/A | N/A | 4508098
| Kitchen Range Hoods | Undercabinet | Air King America LLC | Air King | ESQZ2306 | 30 | 0 |  | 3 1/4" X 10" | Vertical | HS | 0.1 | 220 | 6.5 | 72 | 3.0 | Yes | N/A | N/A | N/A | N/A | N/A | 4508098
| Kitchen Range Hoods |  | Air King America LLC | Air King | ESQZ2308 | 30 | 0 |  | 3 1/4" X 10" | Vertical | WS | 0.03 | 120 | 1.5 | 18 | 6.6 | Yes | N/A | N/A | N/A | N/A | N/A | 4506761
| Kitchen Range Hoods |  | Air King America LLC | Air King | ESQZ2308 | 30 | 0 |  | 3 1/4" X 10" | Vertical | HS | 0.1 | 220 | 6.5 | 72 | 3.0 | Yes | N/A | N/A | N/A | N/A | N/A | 4506761
| Kitchen Range Hoods |  | Air King America LLC | Air King | ESQZ2308 | 30 | 0 |  | 3 1/4" X 10" | Horizontal | WS | 0.03 | 100 | 1.5 | 18 | 5.5 | Yes | N/A | N/A | N/A | N/A | N/A | 4506761
| Kitchen Range Hoods |  | Air King America LLC | Air King | ESQZ2308 | 30 | 0 |  | 3 1/4" X 10" | Horizontal | HS | 0.1 | 250 | 6 | 72 | 3.4 | Yes | N/A | N/A | N/A | N/A | N/A | 4506761
| Kitchen Range Hoods |  | Air King America LLC | Air King | ESZ303ADA | 30 | 0 |  | 3 1/4" X 10" | Vertical | WS | 0.03 | 120 | 1.5 | 18 | 6.6 | Yes | N/A | N/A | N/A | N/A | N/A | 4506773
| Kitchen Range Hoods |  | Air King America LLC | Air King | ESZ303ADA | 30 | 0 |  | 3 1/4" X 10" | Vertical | HS | 0.1 | 220 | 6.5 | 72 | 3.0 | Yes | N/A | N/A | N/A | N/A | N/A | 4506773
| Kitchen Range Hoods |  | Air King America LLC | Air King | ESZ303ADA | 30 | 0 |  | 3 1/4" X 10" | Horizontal | WS | 0.03 | 100 | 1.5 | 18 | 5.5 | Yes | N/A | N/A | N/A | N/A | N/A | 4506773
| Kitchen Range Hoods |  | Air King America LLC | Air King | ESZ303ADA | 30 | 0 |  | 3 1/4" X 10" | Horizontal | HS | 0.1 | 250 | 6 | 72 | 3.4 | Yes | N/A | N/A | N/A | N/A | N/A | 4506773
| Kitchen Range Hoods |  | Air King America LLC | Air King | ESZ306ADA | 30 | 0 |  | 3 1/4" X 10" | Vertical | WS | 0.03 | 120 | 1.5 | 18 | 6.6 | Yes | N/A | N/A | N/A | N/A | N/A | 4506774
| Kitchen Range Hoods |  | Air King America LLC | Air King | ESZ306ADA | 30 | 0 |  | 3 1/4" X 10" | Vertical | HS | 0.1 | 220 | 6.5 | 72 | 3.0 | Yes | N/A | N/A | N/A | N/A | N/A | 4506774
| Kitchen Range Hoods |  | Air King America LLC | Air King | ESZ306ADA | 30 | 0 |  | 3 1/4" X 10" | Horizontal | WS | 0.03 | 100 | 1.5 | 18 | 5.5 | Yes | N/A | N/A | N/A | N/A | N/A | 4506774
| Kitchen Range Hoods |  | Air King America LLC | Air King | ESZ306ADA | 30 | 0 |  | 3 1/4" X 10" | Horizontal | HS | 0.1 | 250 | 6 | 72 | 3.4 | Yes | N/A | N/A | N/A | N/A | N/A | 4506774
| Kitchen Range Hoods |  | Air King America LLC | Air King | ESZ363ADA | 36 | 0 |  | 3 1/4" x 10" | Vertical | WS | 0.03 | 120 | 1.5 | 18 | 6.6 | Yes | N/A | N/A | N/A | N/A | N/A | 4506775
| Kitchen Range Hoods |  | Air King America LLC | Air King | ESZ363ADA | 36 | 0 |  | 3 1/4" x 10" | Vertical | HS | 0.1 | 220 | 6.5 | 72 | 3.0 | Yes | N/A | N/A | N/A | N/A | N/A | 4506775
| Kitchen Range Hoods |  | Air King America LLC | Air King | ESZ363ADA | 36 | 0 |  | 3 1/4" X 10" | Horizontal | WS | 0.03 | 100 | 1.5 | 18 | 5.5 | Yes | N/A | N/A | N/A | N/A | N/A | 4506775
| Kitchen Range Hoods |  | Air King America LLC | Air King | ESZ363ADA | 36 | 0 |  | 3 1/4" X 10" | Horizontal | HS | 0.1 | 250 | 6 | 72 | 3.4 | Yes | N/A | N/A | N/A | N/A | N/A | 4506775
| Kitchen Range Hoods |  | Air King America LLC | Air King | ESZ368ADA | 36 | 0 |  | 3 1/4" X 10" | Vertical | WS | 0.03 | 120 | 1.5 | 18 | 6.6 | Yes | N/A | N/A | N/A | N/A | N/A | 4506777
| Kitchen Range Hoods |  | Air King America LLC | Air King | ESZ368ADA | 36 | 0 |  | 3 1/4" X 10" | Vertical | HS | 0.1 | 220 | 6.5 | 72 | 3.0 | Yes | N/A | N/A | N/A | N/A | N/A | 4506777
| Kitchen Range Hoods |  | Air King America LLC | Air King | ESZ368ADA | 36 | 0 |  | 3 1/4" X 10" | Horizontal | WS | 0.03 | 100 | 1.5 | 18 | 5.5 | Yes | N/A | N/A | N/A | N/A | N/A | 4506777
| Kitchen Range Hoods |  | Air King America LLC | Air King | ESZ368ADA | 36 | 0 |  | 3 1/4" X 10" | Horizontal | HS | 0.1 | 250 | 6 | 72 | 3.4 | Yes | N/A | N/A | N/A | N/A | N/A | 4506777
| Bathroom Exhaust Fans |  | Air King America LLC | Air King | EVD |  | 0 |  | 6" | Horizontal | BS | 0.1 | 150 | 0.6 | 37 | 4.0 | Yes | Yes | Yes | Yes | Yes | Yes | 1006771
| Bathroom Exhaust Fans |  | Air King America LLC | Air King | EVD |  | 0 |  | 6" | Horizontal | 130 CFM | 0.1 | 130 | <0.3 | 33 | 3.9 | Yes | Yes | Yes | Yes | Yes | Yes | 1006771
| Bathroom Exhaust Fans |  | Air King America LLC | Air King | EVD |  | 0 |  | 6" | Horizontal | 120 CFM | 0.1 | 120 | <0.3 | 32.3 | 3.7 | Yes | Yes | Yes | Yes | Yes | Yes | 1006771
| Bathroom Exhaust Fans |  | Air King America LLC | Air King | EVD |  | 0 |  | 6" | Horizontal | 110 CFM | 0.1 | 110 | <0.3 | 31.5 | 3.4 | Yes | Yes | Yes | Yes | Yes | Yes | 1006771
| Bathroom Exhaust Fans |  | Air King America LLC | Air King | EVD |  | 0 |  | 6" | Horizontal | 100 CFM | 0.1 | 100 | <0.3 | 28 | 3.5 | Yes | Yes | Yes | Yes | Yes | Yes | 1006771
| Bathroom Exhaust Fans |  | Air King America LLC | Air King | EVD |  | 0 |  | 6" | Horizontal | 90 CFM | 0.1 | 90 | <0.3 | 26.8 | 3.3 | Yes | Yes | Yes | Yes | Yes | Yes | 1006771
| Bathroom Exhaust Fans |  | Air King America LLC | Air King | EVD |  | 0 |  | 6" | Horizontal | 80 CFM | 0.1 | 80 | <0.3 | 28.5 | 2.8 | Yes | Yes | Yes | Yes | Yes | Yes | 1006771
| Bathroom Exhaust Fans |  | Air King America LLC | Air King | EVD |  | 0 |  | 6" | Horizontal | 70 CFM | 0.1 | 70 | <0.3 | 19.8 | 3.5 | Yes | Yes | Yes | Yes | Yes | Yes | 1006771
| Bathroom Exhaust Fans |  | Air King America LLC | Air King | EVD |  | 0 |  | 6" | Horizontal | 60 CFM | 0.1 | 60 | <0.3 | 18.7 | 3.2 | Yes | Yes | Yes | Yes | Yes | Yes | 1006771
| Bathroom Exhaust Fans |  | Air King America LLC | Air King | EVD |  | 0 |  | 6" | Horizontal | 50 CFM | 0.1 | 50 | <0.3 | 17.7 | 2.8 | Yes | Yes | Yes | Yes | Yes | Yes | 1006771
| Bathroom Exhaust Fans |  | Air King America LLC | Air King | EVD |  | 0 |  | 6" | Horizontal | 40 CFM | 0.1 | 40 | <0.3 | 16.8 | 2.3 | Yes | Yes | Yes | Yes | Yes | Yes | 1006771
| Bathroom Exhaust Fans |  | Air King America LLC | Air King | EVD |  | 0 |  | 6" | Horizontal | 30 CFM | 0.1 | 30 | <0.3 | 15.5 | 1.9 | Yes | Yes | Yes | Yes | Yes | Yes | 1006771
| Bathroom Exhaust Fans |  | Air King America LLC | Air King | EVD |  | 0 |  | 6" | Horizontal | BS | 0.25 | 113 |  |  |  | Yes | Yes | Yes | Yes | Yes | Yes | 1006771
| Bathroom Exhaust Fans |  | Air King America LLC | Air King | EVDG |  | 0 |  | 6" | Horizontal | BS | 0.1 | 150 | 0.6 | 37 | 4.0 | Yes | Yes | Yes | Yes | Yes | Yes | 1006773
| Bathroom Exhaust Fans |  | Air King America LLC | Air King | EVDG |  | 0 |  | 6" | Horizontal | 130 CFM | 0.1 | 130 | <0.3 | 33 | 3.9 | Yes | Yes | Yes | Yes | Yes | Yes | 1006773
| Bathroom Exhaust Fans |  | Air King America LLC | Air King | EVDG |  | 0 |  | 6" | Horizontal | 120 CFM | 0.1 | 120 | <0.3 | 32.3 | 3.7 | Yes | Yes | Yes | Yes | Yes | Yes | 1006773
| Bathroom Exhaust Fans |  | Air King America LLC | Air King | EVDG |  | 0 |  | 6" | Horizontal | 110 CFM | 0.1 | 110 | <0.3 | 31.5 | 3.4 | Yes | Yes | Yes | Yes | Yes | Yes | 1006773
| Bathroom Exhaust Fans |  | Air King America LLC | Air King | EVDG |  | 0 |  | 6" | Horizontal | 100 CFM | 0.1 | 100 | <0.3 | 28 | 3.5 | Yes | Yes | Yes | Yes | Yes | Yes | 1006773
| Bathroom Exhaust Fans |  | Air King America LLC | Air King | EVDG |  | 0 |  | 6" | Horizontal | 90 CFM | 0.1 | 90 | <0.3 | 26.8 | 3.3 | Yes | Yes | Yes | Yes | Yes | Yes | 1006773
| Bathroom Exhaust Fans |  | Air King America LLC | Air King | EVDG |  | 0 |  | 6" | Horizontal | 80 CFM | 0.1 | 80 | <0.3 | 28.5 | 2.8 | Yes | Yes | Yes | Yes | Yes | Yes | 1006773
| Bathroom Exhaust Fans |  | Air King America LLC | Air King | EVDG |  | 0 |  | 6" | Horizontal | 70 CFM | 0.1 | 70 | <0.3 | 19.8 | 3.5 | Yes | Yes | Yes | Yes | Yes | Yes | 1006773
| Bathroom Exhaust Fans |  | Air King America LLC | Air King | EVDG |  | 0 |  | 6" | Horizontal | 60 CFM | 0.1 | 60 | <0.3 | 18.7 | 3.2 | Yes | Yes | Yes | Yes | Yes | Yes | 1006773
| Bathroom Exhaust Fans |  | Air King America LLC | Air King | EVDG |  | 0 |  | 6" | Horizontal | 50 CFM | 0.1 | 50 | <0.3 | 17.7 | 2.8 | Yes | Yes | Yes | Yes | Yes | Yes | 1006773
| Bathroom Exhaust Fans |  | Air King America LLC | Air King | EVDG |  | 0 |  | 6" | Horizontal | 40 CFM | 0.1 | 40 | <0.3 | 16.8 | 2.3 | Yes | Yes | Yes | Yes | Yes | Yes | 1006773
| Bathroom Exhaust Fans |  | Air King America LLC | Air King | EVDG |  | 0 |  | 6" | Horizontal | 30 CFM | 0.1 | 30 | <0.3 | 15.5 | 1.9 | Yes | Yes | Yes | Yes | Yes | Yes | 1006773
| Bathroom Exhaust Fans |  | Air King America LLC | Air King | EVDG |  | 0 |  | 6" | Horizontal | BS | 0.25 | 113 |  |  |  | Yes | Yes | Yes | Yes | Yes | Yes | 1006773
| Bathroom Exhaust Fans |  | Air King America LLC | Air King | EVDGH |  | 0 |  | 6" | Horizontal | BS | 0.1 | 150 | 0.6 | 37 | 4.0 | Yes | Yes | Yes | Yes | Yes | Yes | 1006774
| Bathroom Exhaust Fans |  | Air King America LLC | Air King | EVDGH |  | 0 |  | 6" | Horizontal | 130 CFM | 0.1 | 130 | <0.3 | 33 | 3.9 | Yes | Yes | Yes | Yes | Yes | Yes | 1006774
| Bathroom Exhaust Fans |  | Air King America LLC | Air King | EVDGH |  | 0 |  | 6" | Horizontal | 120 CFM | 0.1 | 120 | <0.3 | 32.3 | 3.7 | Yes | Yes | Yes | Yes | Yes | Yes | 1006774
| Bathroom Exhaust Fans |  | Air King America LLC | Air King | EVDGH |  | 0 |  | 6" | Horizontal | 110 CFM | 0.1 | 110 | <0.3 | 31.5 | 3.4 | Yes | Yes | Yes | Yes | Yes | Yes | 1006774
| Bathroom Exhaust Fans |  | Air King America LLC | Air King | EVDGH |  | 0 |  | 6" | Horizontal | 100 CFM | 0.1 | 100 | <0.3 | 28 | 3.5 | Yes | Yes | Yes | Yes | Yes | Yes | 1006774
| Bathroom Exhaust Fans |  | Air King America LLC | Air King | EVDGH |  | 0 |  | 6" | Horizontal | 90 CFM | 0.1 | 90 | <0.3 | 26.8 | 3.3 | Yes | Yes | Yes | Yes | Yes | Yes | 1006774
| Bathroom Exhaust Fans |  | Air King America LLC | Air King | EVDGH |  | 0 |  | 6" | Horizontal | 80 CFM | 0.1 | 80 | <0.3 | 28.5 | 2.8 | Yes | Yes | Yes | Yes | Yes | Yes | 1006774
| Bathroom Exhaust Fans |  | Air King America LLC | Air King | EVDGH |  | 0 |  | 6" | Horizontal | 70 CFM | 0.1 | 70 | <0.3 | 19.8 | 3.5 | Yes | Yes | Yes | Yes | Yes | Yes | 1006774
| Bathroom Exhaust Fans |  | Air King America LLC | Air King | EVDGH |  | 0 |  | 6" | Horizontal | 60 CFM | 0.1 | 60 | <0.3 | 18.7 | 3.2 | Yes | Yes | Yes | Yes | Yes | Yes | 1006774
| Bathroom Exhaust Fans |  | Air King America LLC | Air King | EVDGH |  | 0 |  | 6" | Horizontal | 50 CFM | 0.1 | 50 | <0.3 | 17.7 | 2.8 | Yes | Yes | Yes | Yes | Yes | Yes | 1006774
| Bathroom Exhaust Fans |  | Air King America LLC | Air King | EVDGH |  | 0 |  | 6" | Horizontal | 40 CFM | 0.1 | 40 | <0.3 | 16.8 | 2.3 | Yes | Yes | Yes | Yes | Yes | Yes | 1006774
| Bathroom Exhaust Fans |  | Air King America LLC | Air King | EVDGH |  | 0 |  | 6" | Horizontal | 30 CFM | 0.1 | 30 | <0.3 | 15.5 | 1.9 | Yes | Yes | Yes | Yes | Yes | Yes | 1006774
| Bathroom Exhaust Fans |  | Air King America LLC | Air King | EVDGH |  | 0 |  | 6" | Horizontal | BS | 0.25 | 113 |  |  |  | Yes | Yes | Yes | Yes | Yes | Yes | 1006774
| Bathroom Exhaust Fans |  | Air King America LLC | Air King | EVDH |  | 0 |  | 6" | Horizontal | BS | 0.1 | 150 | 0.6 | 37 | 4.0 | Yes | Yes | Yes | Yes | Yes | Yes | 1006772
| Bathroom Exhaust Fans |  | Air King America LLC | Air King | EVDH |  | 0 |  | 6" | Horizontal | 130 CFM | 0.1 | 130 | <0.3 | 33 | 3.9 | Yes | Yes | Yes | Yes | Yes | Yes | 1006772
| Bathroom Exhaust Fans |  | Air King America LLC | Air King | EVDH |  | 0 |  | 6" | Horizontal | 120 CFM | 0.1 | 120 | <0.3 | 32.3 | 3.7 | Yes | Yes | Yes | Yes | Yes | Yes | 1006772
| Bathroom Exhaust Fans |  | Air King America LLC | Air King | EVDH |  | 0 |  | 6" | Horizontal | 110 CFM | 0.1 | 110 | <0.3 | 31.5 | 3.4 | Yes | Yes | Yes | Yes | Yes | Yes | 1006772
| Bathroom Exhaust Fans |  | Air King America LLC | Air King | EVDH |  | 0 |  | 6" | Horizontal | 100 CFM | 0.1 | 100 | <0.3 | 28 | 3.5 | Yes | Yes | Yes | Yes | Yes | Yes | 1006772
| Bathroom Exhaust Fans |  | Air King America LLC | Air King | EVDH |  | 0 |  | 6" | Horizontal | 90 CFM | 0.1 | 90 | <0.3 | 26.8 | 3.3 | Yes | Yes | Yes | Yes | Yes | Yes | 1006772
| Bathroom Exhaust Fans |  | Air King America LLC | Air King | EVDH |  | 0 |  | 6" | Horizontal | 80 CFM | 0.1 | 80 | <0.3 | 28.5 | 2.8 | Yes | Yes | Yes | Yes | Yes | Yes | 1006772
| Bathroom Exhaust Fans |  | Air King America LLC | Air King | EVDH |  | 0 |  | 6" | Horizontal | 70 CFM | 0.1 | 70 | <0.3 | 19.8 | 3.5 | Yes | Yes | Yes | Yes | Yes | Yes | 1006772
| Bathroom Exhaust Fans |  | Air King America LLC | Air King | EVDH |  | 0 |  | 6" | Horizontal | 60 CFM | 0.1 | 60 | <0.3 | 18.7 | 3.2 | Yes | Yes | Yes | Yes | Yes | Yes | 1006772
| Bathroom Exhaust Fans |  | Air King America LLC | Air King | EVDH |  | 0 |  | 6" | Horizontal | 50 CFM | 0.1 | 50 | <0.3 | 17.7 | 2.8 | Yes | Yes | Yes | Yes | Yes | Yes | 1006772
| Bathroom Exhaust Fans |  | Air King America LLC | Air King | EVDH |  | 0 |  | 6" | Horizontal | 40 CFM | 0.1 | 40 | <0.3 | 16.8 | 2.3 | Yes | Yes | Yes | Yes | Yes | Yes | 1006772
| Bathroom Exhaust Fans |  | Air King America LLC | Air King | EVDH |  | 0 |  | 6" | Horizontal | 30 CFM | 0.1 | 30 | <0.3 | 15.5 | 1.9 | Yes | Yes | Yes | Yes | Yes | Yes | 1006772
| Bathroom Exhaust Fans |  | Air King America LLC | Air King | EVDH |  | 0 |  | 6" | Horizontal | BS | 0.25 | 113 |  |  |  | Yes | Yes | Yes | Yes | Yes | Yes | 1006772
| Bathroom Exhaust Fans |  | Air King America LLC | Air King | EVLD |  | 0 |  | 6" | Horizontal | BS | 0.1 | 150 | 0.6 | 37 | 4.0 | Yes | Yes | Yes | Yes | Yes | Yes | 1005352
| Bathroom Exhaust Fans |  | Air King America LLC | Air King | EVLD |  | 0 |  | 6" | Horizontal | 130 CFM | 0.1 | 130 | <0.3 | 33 | 3.9 | Yes | Yes | Yes | Yes | Yes | Yes | 1005352
| Bathroom Exhaust Fans |  | Air King America LLC | Air King | EVLD |  | 0 |  | 6" | Horizontal | 120 CFM | 0.1 | 120 | <0.3 | 32.3 | 3.7 | Yes | Yes | Yes | Yes | Yes | Yes | 1005352
| Bathroom Exhaust Fans |  | Air King America LLC | Air King | EVLD |  | 0 |  | 6" | Horizontal | 110 CFM | 0.1 | 110 | <0.3 | 31.5 | 3.4 | Yes | Yes | Yes | Yes | Yes | Yes | 1005352
| Bathroom Exhaust Fans |  | Air King America LLC | Air King | EVLD |  | 0 |  | 6" | Horizontal | 100 CFM | 0.1 | 100 | <0.3 | 28 | 3.5 | Yes | Yes | Yes | Yes | Yes | Yes | 1005352
| Bathroom Exhaust Fans |  | Air King America LLC | Air King | EVLD |  | 0 |  | 6" | Horizontal | 90 CFM | 0.1 | 90 | <0.3 | 26.8 | 3.3 | Yes | Yes | Yes | Yes | Yes | Yes | 1005352
| Bathroom Exhaust Fans |  | Air King America LLC | Air King | EVLD |  | 0 |  | 6" | Horizontal | 80 CFM | 0.1 | 80 | <0.3 | 26.2 | 3.0 | Yes | Yes | Yes | Yes | Yes | Yes | 1005352
| Bathroom Exhaust Fans |  | Air King America LLC | Air King | EVLD |  | 0 |  | 6" | Horizontal | 70 CFM | 0.1 | 70 | <0.3 | 19.8 | 3.5 | Yes | Yes | Yes | Yes | Yes | Yes | 1005352
| Bathroom Exhaust Fans |  | Air King America LLC | Air King | EVLD |  | 0 |  | 6" | Horizontal | 60 CFM | 0.1 | 60 | <0.3 | 18.7 | 3.2 | Yes | Yes | Yes | Yes | Yes | Yes | 1005352
| Bathroom Exhaust Fans |  | Air King America LLC | Air King | EVLD |  | 0 |  | 6" | Horizontal | 50 CFM | 0.1 | 50 | <0.3 | 17.7 | 2.8 | Yes | Yes | Yes | Yes | Yes | Yes | 1005352
| Bathroom Exhaust Fans |  | Air King America LLC | Air King | EVLD |  | 0 |  | 6" | Horizontal | 40 CFM | 0.1 | 40 | <0.3 | 16.8 | 2.3 | Yes | Yes | Yes | Yes | Yes | Yes | 1005352
| Bathroom Exhaust Fans |  | Air King America LLC | Air King | EVLD |  | 0 |  | 6" | Horizontal | 30 CFM | 0.1 | 30 | <0.3 | 15.5 | 1.9 | Yes | Yes | Yes | Yes | Yes | Yes | 1005352
| Bathroom Exhaust Fans |  | Air King America LLC | Air King | EVLD |  | 0 |  | 6" | Horizontal | BS | 0.25 | 112 |  |  |  | Yes | Yes | Yes | Yes | Yes | Yes | 1005352
| Bathroom Exhaust Fans |  | Air King America LLC | Air King | EVLDGH |  | 0 |  | 6" | Horizontal | BS | 0.1 | 150 | 0.6 | 37 | 4.0 | Yes | Yes | Yes | Yes | Yes | Yes | 1005354
| Bathroom Exhaust Fans |  | Air King America LLC | Air King | EVLDGH |  | 0 |  | 6" | Horizontal | 130 CFM | 0.1 | 130 | <0.3 | 33 | 3.9 | Yes | Yes | Yes | Yes | Yes | Yes | 1005354
| Bathroom Exhaust Fans |  | Air King America LLC | Air King | EVLDGH |  | 0 |  | 6" | Horizontal | 120 CFM | 0.1 | 120 | <0.3 | 32.3 | 3.7 | Yes | Yes | Yes | Yes | Yes | Yes | 1005354
| Bathroom Exhaust Fans |  | Air King America LLC | Air King | EVLDGH |  | 0 |  | 6" | Horizontal | 110 CFM | 0.1 | 110 | <0.3 | 31.5 | 3.4 | Yes | Yes | Yes | Yes | Yes | Yes | 1005354
| Bathroom Exhaust Fans |  | Air King America LLC | Air King | EVLDGH |  | 0 |  | 6" | Horizontal | 100 CFM | 0.1 | 100 | <0.3 | 28 | 3.5 | Yes | Yes | Yes | Yes | Yes | Yes | 1005354
| Bathroom Exhaust Fans |  | Air King America LLC | Air King | EVLDGH |  | 0 |  | 6" | Horizontal | 90 CFM | 0.1 | 90 | <0.3 | 26.8 | 3.3 | Yes | Yes | Yes | Yes | Yes | Yes | 1005354
| Bathroom Exhaust Fans |  | Air King America LLC | Air King | EVLDGH |  | 0 |  | 6" | Horizontal | 80 CFM | 0.1 | 80 | <0.3 | 26.2 | 3.0 | Yes | Yes | Yes | Yes | Yes | Yes | 1005354
| Bathroom Exhaust Fans |  | Air King America LLC | Air King | EVLDGH |  | 0 |  | 6" | Horizontal | 70 CFM | 0.1 | 70 | <0.3 | 19.8 | 3.5 | Yes | Yes | Yes | Yes | Yes | Yes | 1005354
| Bathroom Exhaust Fans |  | Air King America LLC | Air King | EVLDGH |  | 0 |  | 6" | Horizontal | 60 CFM | 0.1 | 60 | <0.3 | 18.7 | 3.2 | Yes | Yes | Yes | Yes | Yes | Yes | 1005354
| Bathroom Exhaust Fans |  | Air King America LLC | Air King | EVLDGH |  | 0 |  | 6" | Horizontal | 50 CFM | 0.1 | 50 | <0.3 | 17.7 | 2.8 | Yes | Yes | Yes | Yes | Yes | Yes | 1005354
| Bathroom Exhaust Fans |  | Air King America LLC | Air King | EVLDGH |  | 0 |  | 6" | Horizontal | 40 CFM | 0.1 | 40 | <0.3 | 16.8 | 2.3 | Yes | Yes | Yes | Yes | Yes | Yes | 1005354
| Bathroom Exhaust Fans |  | Air King America LLC | Air King | EVLDGH |  | 0 |  | 6" | Horizontal | 30 CFM | 0.1 | 30 | <0.3 | 15.5 | 1.9 | Yes | Yes | Yes | Yes | Yes | Yes | 1005354
| Bathroom Exhaust Fans |  | Air King America LLC | Air King | EVLDGH |  | 0 |  | 6" | Horizontal | BS | 0.25 | 112 |  |  |  | Yes | Yes | Yes | Yes | Yes | Yes | 1005354
| Bathroom Exhaust Fans |  | Air King America LLC | Air King | EVLDH |  | 0 |  | 6" | Horizontal | BS | 0.1 | 150 | 0.6 | 37 | 4.0 | Yes | Yes | Yes | Yes | Yes | Yes | 1005355
| Bathroom Exhaust Fans |  | Air King America LLC | Air King | EVLDH |  | 0 |  | 6" | Horizontal | 130 CFM | 0.1 | 130 | <0.3 | 33 | 3.9 | Yes | Yes | Yes | Yes | Yes | Yes | 1005355
| Bathroom Exhaust Fans |  | Air King America LLC | Air King | EVLDH |  | 0 |  | 6" | Horizontal | 120 CFM | 0.1 | 120 | <0.3 | 32.3 | 3.7 | Yes | Yes | Yes | Yes | Yes | Yes | 1005355
| Bathroom Exhaust Fans |  | Air King America LLC | Air King | EVLDH |  | 0 |  | 6" | Horizontal | 110 CFM | 0.1 | 110 | <0.3 | 31.5 | 3.4 | Yes | Yes | Yes | Yes | Yes | Yes | 1005355
| Bathroom Exhaust Fans |  | Air King America LLC | Air King | EVLDH |  | 0 |  | 6" | Horizontal | 100 CFM | 0.1 | 100 | <0.3 | 28 | 3.5 | Yes | Yes | Yes | Yes | Yes | Yes | 1005355
| Bathroom Exhaust Fans |  | Air King America LLC | Air King | EVLDH |  | 0 |  | 6" | Horizontal | 90 CFM | 0.1 | 90 | <0.3 | 26.8 | 3.3 | Yes | Yes | Yes | Yes | Yes | Yes | 1005355
| Bathroom Exhaust Fans |  | Air King America LLC | Air King | EVLDH |  | 0 |  | 6" | Horizontal | 80 CFM | 0.1 | 80 | <0.3 | 26.2 | 3.0 | Yes | Yes | Yes | Yes | Yes | Yes | 1005355
| Bathroom Exhaust Fans |  | Air King America LLC | Air King | EVLDH |  | 0 |  | 6" | Horizontal | 70 CFM | 0.1 | 70 | <0.3 | 19.8 | 3.5 | Yes | Yes | Yes | Yes | Yes | Yes | 1005355
| Bathroom Exhaust Fans |  | Air King America LLC | Air King | EVLDH |  | 0 |  | 6" | Horizontal | 60 CFM | 0.1 | 60 | <0.3 | 18.7 | 3.2 | Yes | Yes | Yes | Yes | Yes | Yes | 1005355
| Bathroom Exhaust Fans |  | Air King America LLC | Air King | EVLDH |  | 0 |  | 6" | Horizontal | 50 CFM | 0.1 | 50 | <0.3 | 17.7 | 2.8 | Yes | Yes | Yes | Yes | Yes | Yes | 1005355
| Bathroom Exhaust Fans |  | Air King America LLC | Air King | EVLDH |  | 0 |  | 6" | Horizontal | 40 CFM | 0.1 | 40 | <0.3 | 16.8 | 2.3 | Yes | Yes | Yes | Yes | Yes | Yes | 1005355
| Bathroom Exhaust Fans |  | Air King America LLC | Air King | EVLDH |  | 0 |  | 6" | Horizontal | 30 CFM | 0.1 | 30 | <0.3 | 15.5 | 1.9 | Yes | Yes | Yes | Yes | Yes | Yes | 1005355
| Bathroom Exhaust Fans |  | Air King America LLC | Air King | EVLDH |  | 0 |  | 6" | Horizontal | BS | 0.25 | 112 |  |  |  | Yes | Yes | Yes | Yes | Yes | Yes | 1005355
| Kitchen Range Hoods | Chimney Hood | Broan-NuTone LLC | Broan | EW4324SS | 24 | 0 |  | 6" | Vertical | WS | 0.015 | 160 | 1.5 | 82.5 | 1.9 | NO | N/A | N/A | N/A | N/A | N/A | 4508189
| Kitchen Range Hoods | Chimney Hood | Broan-NuTone LLC | Broan | EW4324SS | 24 | 0 |  | 6" | Vertical | HS | 0.25 | 350 |  | 120 | 2.9 | NO | N/A | N/A | N/A | N/A | N/A | 4508189
| Kitchen Range Hoods | Chimney Hood | Broan-NuTone LLC | Broan | EW4324SS | 24 | 0 |  | 6" | Vertical | HS | 0.1 | 400 | 7.5 | 130 | 3.0 | NO | N/A | N/A | N/A | N/A | N/A | 4508189
| Kitchen Range Hoods | Chimney Hood | Broan-NuTone LLC | Broan | EW4330BLS | 30 | 0 |  | 6" | Vertical | WS | 0.015 | 160 | 1.5 | 82.5 | 1.9 | NO | N/A | N/A | N/A | N/A | N/A | 4508188
| Kitchen Range Hoods | Chimney Hood | Broan-NuTone LLC | Broan | EW4330BLS | 30 | 0 |  | 6" | Vertical | HS | 0.25 | 350 |  | 120 | 2.9 | NO | N/A | N/A | N/A | N/A | N/A | 4508188
| Kitchen Range Hoods | Chimney Hood | Broan-NuTone LLC | Broan | EW4330BLS | 30 | 0 |  | 6" | Vertical | HS | 0.1 | 400 | 7.5 | 130 | 3.0 | NO | N/A | N/A | N/A | N/A | N/A | 4508188
| Kitchen Range Hoods | Chimney Hood | Broan-NuTone LLC | Broan | EW4330SS | 30 | 0 |  | 6" | Vertical | WS | 0.015 | 160 | 1.5 | 82.5 | 1.9 | NO | N/A | N/A | N/A | N/A | N/A | 4508178
| Kitchen Range Hoods | Chimney Hood | Broan-NuTone LLC | Broan | EW4330SS | 30 | 0 |  | 6" | Vertical | HS | 0.25 | 350 |  | 120 | 2.9 | NO | N/A | N/A | N/A | N/A | N/A | 4508178
| Kitchen Range Hoods | Chimney Hood | Broan-NuTone LLC | Broan | EW4330SS | 30 | 0 |  | 6" | Vertical | HS | 0.1 | 400 | 7.5 | 130 | 3.0 | NO | N/A | N/A | N/A | N/A | N/A | 4508178
| Kitchen Range Hoods | Chimney Hood | Broan-NuTone LLC | Broan | EW4336BLS | 36 | 0 |  | 6" | Vertical | WS | 0.015 | 160 | 1.5 | 82.5 | 1.9 | NO | N/A | N/A | N/A | N/A | N/A | 4508179
| Kitchen Range Hoods | Chimney Hood | Broan-NuTone LLC | Broan | EW4336BLS | 36 | 0 |  | 6" | Vertical | HS | 0.25 | 350 |  | 120 | 2.9 | NO | N/A | N/A | N/A | N/A | N/A | 4508179
| Kitchen Range Hoods | Chimney Hood | Broan-NuTone LLC | Broan | EW4336BLS | 36 | 0 |  | 6" | Vertical | HS | 0.1 | 400 | 7.5 | 130 | 3.0 | NO | N/A | N/A | N/A | N/A | N/A | 4508179
| Kitchen Range Hoods | Chimney Hood | Broan-NuTone LLC | Broan | EW4336SS | 36 | 0 |  | 6" | Vertical | WS | 0.015 | 160 | 1.5 | 82.5 | 1.9 | NO | N/A | N/A | N/A | N/A | N/A | 4508180
| Kitchen Range Hoods | Chimney Hood | Broan-NuTone LLC | Broan | EW4336SS | 36 | 0 |  | 6" | Vertical | HS | 0.25 | 350 |  | 120 | 2.9 | NO | N/A | N/A | N/A | N/A | N/A | 4508180
| Kitchen Range Hoods | Chimney Hood | Broan-NuTone LLC | Broan | EW4336SS | 36 | 0 |  | 6" | Vertical | HS | 0.1 | 400 | 7.5 | 130 | 3.0 | NO | N/A | N/A | N/A | N/A | N/A | 4508180
| Kitchen Range Hoods | Chimney Hood | Broan-NuTone LLC | Broan | EW4630SS | 30 | 0 |  | 6" | Vertical | WS | 0.015 | 160 | 1.5 | 82.5 | 1.9 | NO | N/A | N/A | N/A | N/A | N/A | 4508181
| Kitchen Range Hoods | Chimney Hood | Broan-NuTone LLC | Broan | EW4630SS | 30 | 0 |  | 6" | Vertical | HS | 0.25 | 350 |  | 120 | 2.9 | NO | N/A | N/A | N/A | N/A | N/A | 4508181
| Kitchen Range Hoods | Chimney Hood | Broan-NuTone LLC | Broan | EW4630SS | 30 | 0 |  | 6" | Vertical | HS | 0.1 | 400 | 7.5 | 130 | 3.0 | NO | N/A | N/A | N/A | N/A | N/A | 4508181
| Kitchen Range Hoods | Chimney Hood | Broan-NuTone LLC | Broan | EW4636SS | 36 | 0 |  | 6" | Vertical | WS | 0.015 | 160 | 1.5 | 82.5 | 1.9 | NO | N/A | N/A | N/A | N/A | N/A | 4508182
| Kitchen Range Hoods | Chimney Hood | Broan-NuTone LLC | Broan | EW4636SS | 36 | 0 |  | 6" | Vertical | HS | 0.25 | 350 |  | 120 | 2.9 | NO | N/A | N/A | N/A | N/A | N/A | 4508182
| Kitchen Range Hoods | Chimney Hood | Broan-NuTone LLC | Broan | EW4636SS | 36 | 0 |  | 6" | Vertical | HS | 0.1 | 400 | 7.5 | 130 | 3.0 | NO | N/A | N/A | N/A | N/A | N/A | 4508182
| Kitchen Range Hoods | Chimney Hood | Broan-NuTone LLC | Broan | EW4824SS | 24 | 0 |  | 6" | Vertical | WS | 0.015 | 160 | 1.5 | 82.5 | 1.9 | NO | N/A | N/A | N/A | N/A | N/A | 4508183
| Kitchen Range Hoods | Chimney Hood | Broan-NuTone LLC | Broan | EW4824SS | 24 | 0 |  | 6" | Vertical | HS | 0.25 | 350 |  | 120 | 2.9 | NO | N/A | N/A | N/A | N/A | N/A | 4508183
| Kitchen Range Hoods | Chimney Hood | Broan-NuTone LLC | Broan | EW4824SS | 24 | 0 |  | 6" | Vertical | HS | 0.1 | 400 | 7.5 | 130 | 3.0 | NO | N/A | N/A | N/A | N/A | N/A | 4508183
| Kitchen Range Hoods | Chimney Hood | Broan-NuTone LLC | Broan | EW4830BLS | 30 | 0 |  | 6" | Vertical | HS | 0.1 | 400 | 7.5 | 130 | 3.0 | NO | N/A | N/A | N/A | N/A | N/A | 4508177
| Kitchen Range Hoods | Chimney Hood | Broan-NuTone LLC | Broan | EW4830BLS | 30 | 0 |  | 6" | Vertical | HS | 0.25 | 350 |  | 120 | 2.9 | NO | N/A | N/A | N/A | N/A | N/A | 4508177
| Kitchen Range Hoods | Chimney Hood | Broan-NuTone LLC | Broan | EW4830BLS | 30 | 0 |  | 6" | Vertical | WS | 0.015 | 160 | 1.5 | 82.5 | 1.9 | NO | N/A | N/A | N/A | N/A | N/A | 4508177
| Kitchen Range Hoods | Chimney Hood | Broan-NuTone LLC | Broan | EW4830SS | 30 | 0 |  | 6" | Vertical | WS | 0.015 | 160 | 1.5 | 82.5 | 1.9 | NO | N/A | N/A | N/A | N/A | N/A | 4508184
| Kitchen Range Hoods | Chimney Hood | Broan-NuTone LLC | Broan | EW4830SS | 30 | 0 |  | 6" | Vertical | HS | 0.25 | 350 |  | 120 | 2.9 | NO | N/A | N/A | N/A | N/A | N/A | 4508184
| Kitchen Range Hoods | Chimney Hood | Broan-NuTone LLC | Broan | EW4830SS | 30 | 0 |  | 6" | Vertical | HS | 0.1 | 400 | 7.5 | 130 | 3.0 | NO | N/A | N/A | N/A | N/A | N/A | 4508184
| Kitchen Range Hoods | Chimney Hood | Broan-NuTone LLC | Broan | EW4830WH | 30 | 0 |  | 6" | Vertical | WS | 0.015 | 160 | 1.5 | 82.5 | 1.9 | NO | N/A | N/A | N/A | N/A | N/A | 4508185
| Kitchen Range Hoods | Chimney Hood | Broan-NuTone LLC | Broan | EW4830WH | 30 | 0 |  | 6" | Vertical | HS | 0.25 | 350 |  | 120 | 2.9 | NO | N/A | N/A | N/A | N/A | N/A | 4508185
| Kitchen Range Hoods | Chimney Hood | Broan-NuTone LLC | Broan | EW4830WH | 30 | 0 |  | 6" | Vertical | HS | 0.1 | 400 | 7.5 | 130 | 3.0 | NO | N/A | N/A | N/A | N/A | N/A | 4508185
| Kitchen Range Hoods | Chimney Hood | Broan-NuTone LLC | Broan | EW4836BLS | 36 | 0 |  | 6" | Vertical | WS | 0.015 | 160 | 1.5 | 82.5 | 1.9 | NO | N/A | N/A | N/A | N/A | N/A | 4508186
| Kitchen Range Hoods | Chimney Hood | Broan-NuTone LLC | Broan | EW4836BLS | 36 | 0 |  | 6" | Vertical | HS | 0.25 | 350 |  | 120 | 2.9 | NO | N/A | N/A | N/A | N/A | N/A | 4508186
| Kitchen Range Hoods | Chimney Hood | Broan-NuTone LLC | Broan | EW4836BLS | 36 | 0 |  | 6" | Vertical | HS | 0.1 | 400 | 7.5 | 130 | 3.0 | NO | N/A | N/A | N/A | N/A | N/A | 4508186
| Kitchen Range Hoods | Chimney Hood | Broan-NuTone LLC | Broan | EW4836SS | 36 | 0 |  | 6" | Vertical | WS | 0.015 | 160 | 1.5 | 82.5 | 1.9 | NO | N/A | N/A | N/A | N/A | N/A | 4508187
| Kitchen Range Hoods | Chimney Hood | Broan-NuTone LLC | Broan | EW4836SS | 36 | 0 |  | 6" | Vertical | HS | 0.25 | 350 |  | 120 | 2.9 | NO | N/A | N/A | N/A | N/A | N/A | 4508187
| Kitchen Range Hoods | Chimney Hood | Broan-NuTone LLC | Broan | EW4836SS | 36 | 0 |  | 6" | Vertical | HS | 0.1 | 400 | 7.5 | 130 | 3.0 | NO | N/A | N/A | N/A | N/A | N/A | 4508187
| Kitchen Range Hoods | Chimney Hood | Broan-NuTone LLC | Broan | EW5830SS | 30 | 0 |  | 6" | Vertical | HS | 0.1 | 480 | 11 | 268 | 1.7 | NO | N/A | N/A | N/A | N/A | N/A | 4507256
| Kitchen Range Hoods | Chimney Hood | Broan-NuTone LLC | Broan | EW5830SS | 30 | 0 |  | 6" | Vertical | WS | 0.018 | 200 | 3 | 149 | 1.3 | NO | N/A | N/A | N/A | N/A | N/A | 4507256
| Kitchen Range Hoods | Chimney Hood | Broan-NuTone LLC | Broan | EW5830SS | 30 | 0 |  | 6" | Vertical | HS | 0.25 | 460 |  |  |  | NO | N/A | N/A | N/A | N/A | N/A | 4507256
| Kitchen Range Hoods | Chimney Hood | Broan-NuTone LLC | Broan | EW5836SS | 36 | 0 |  | 6" | Vertical | WS | 0.018 | 200 | 3 | 149 | 1.3 | NO | N/A | N/A | N/A | N/A | N/A | 4507257
| Kitchen Range Hoods | Chimney Hood | Broan-NuTone LLC | Broan | EW5836SS | 36 | 0 |  | 6" | Vertical | HS | 0.1 | 480 | 11 | 268 | 1.7 | NO | N/A | N/A | N/A | N/A | N/A | 4507257
| Kitchen Range Hoods | Chimney Hood | Broan-NuTone LLC | Broan | EW5836SS | 36 | 0 |  | 6" | Vertical | HS | 0.25 | 460 |  |  |  | NO | N/A | N/A | N/A | N/A | N/A | 4507257
| Kitchen Range Hoods | Chimney Hood | Broan-NuTone LLC | Broan | EWP1306SS | 30 | 0 |  | 6" | Vertical | WS | 0.003 | 110 | <0.3 | 44.1 | 2.4 | NO | N/A | N/A | N/A | N/A | N/A | 4507178
| Kitchen Range Hoods | Chimney Hood | Broan-NuTone LLC | Broan | EWP1306SS | 30 | 0 |  | 6" | Vertical | HS | 0.1 | 600 | 12.5 | 398 | 1.5 | NO | N/A | N/A | N/A | N/A | N/A | 4507178
| Kitchen Range Hoods | Chimney Hood | Broan-NuTone LLC | Broan | EWP1306SS | 30 | 0 |  | 6" | Vertical | HS | 0.25 | 580 |  |  |  | NO | N/A | N/A | N/A | N/A | N/A | 4507178
| Kitchen Range Hoods | Chimney Hood | Broan-NuTone LLC | Broan | EWP1366SS | 36 | 0 |  | 6" | Vertical | WS | 0.003 | 110 | <0.3 | 44.1 | 2.4 | NO | N/A | N/A | N/A | N/A | N/A | 4507179
| Kitchen Range Hoods | Chimney Hood | Broan-NuTone LLC | Broan | EWP1366SS | 36 | 0 |  | 6" | Vertical | HS | 0.1 | 600 | 12.5 | 398 | 1.5 | NO | N/A | N/A | N/A | N/A | N/A | 4507179
| Kitchen Range Hoods | Chimney Hood | Broan-NuTone LLC | Broan | EWP1366SS | 36 | 0 |  | 6" | Vertical | HS | 0.25 | 580 |  |  |  | NO | N/A | N/A | N/A | N/A | N/A | 4507179
| Kitchen Range Hoods | Chimney Hood | Broan-NuTone LLC | Best | EWS1303SS | 30 | 0 |  | 6" | Vertical | WS | 0.01 | 180 | 1.4 | 79.8 |  | NO | N/A | N/A | N/A | N/A | N/A | 4508263
| Kitchen Range Hoods | Chimney Hood | Broan-NuTone LLC | Best | EWS1303SS | 30 | 0 |  | 6" | Vertical | HS | 0.25 | 550 |  |  |  | NO | N/A | N/A | N/A | N/A | N/A | 4508263
| Kitchen Range Hoods | Chimney Hood | Broan-NuTone LLC | Best | EWS1303SS | 30 | 0 |  | 6" | Vertical | HS | 0.1 | 570 | 12 | 353 |  | NO | N/A | N/A | N/A | N/A | N/A | 4508263
| Kitchen Range Hoods | Chimney Hood | Broan-NuTone LLC | Best | EWS1306BLS | 30 | 0 |  | 6" | Vertical | WS | 0.01 | 180 | 1.4 | 79.8 |  | NO | N/A | N/A | N/A | N/A | N/A | 4508264
| Kitchen Range Hoods | Chimney Hood | Broan-NuTone LLC | Best | EWS1306BLS | 30 | 0 |  | 6" | Vertical | HS | 0.25 | 550 |  |  |  | NO | N/A | N/A | N/A | N/A | N/A | 4508264
| Kitchen Range Hoods | Chimney Hood | Broan-NuTone LLC | Best | EWS1306BLS | 30 | 0 |  | 6" | Vertical | HS | 0.1 | 570 | 12 | 353 |  | NO | N/A | N/A | N/A | N/A | N/A | 4508264
| Kitchen Range Hoods | Chimney Hood | Broan-NuTone LLC | Best | EWS1366SS | 36 | 0 |  | 6" | Vertical | WS | 0.01 | 180 | 1.4 | 79.8 |  | NO | N/A | N/A | N/A | N/A | N/A | 4508262
| Kitchen Range Hoods | Chimney Hood | Broan-NuTone LLC | Best | EWS1366SS | 36 | 0 |  | 6" | Vertical | HS | 0.25 | 550 |  |  |  | NO | N/A | N/A | N/A | N/A | N/A | 4508262
| Kitchen Range Hoods | Chimney Hood | Broan-NuTone LLC | Best | EWS1366SS | 36 | 0 |  | 6" | Vertical | HS | 0.1 | 570 | 12 | 353 |  | NO | N/A | N/A | N/A | N/A | N/A | 4508262
| Kitchen Range Hoods | Chimney Hood | Broan-NuTone LLC | Broan | EWT1306SS | 24 | 0 |  | 6" | Vertical | WS | 0.004 | 110 | <0.3 | 44.2 | 2.4 | NO | N/A | N/A | N/A | N/A | N/A | 4507181
| Kitchen Range Hoods | Chimney Hood | Broan-NuTone LLC | Broan | EWT1306SS | 24 | 0 |  | 6" | Vertical | HS | 0.1 | 580 | 12 | 382 | 1.5 | NO | N/A | N/A | N/A | N/A | N/A | 4507181
| Kitchen Range Hoods | Chimney Hood | Broan-NuTone LLC | Broan | EWT1306SS | 24 | 0 |  | 6" | Vertical | HS | 0.25 | 560 |  |  |  | NO | N/A | N/A | N/A | N/A | N/A | 4507181
| Kitchen Range Hoods | Chimney Hood | Broan-NuTone LLC | Broan | EWT1366SS | 36 | 0 |  | 6" | Vertical | WS | 0.004 | 110 | <0.3 | 44.2 | 2.4 | NO | N/A | N/A | N/A | N/A | N/A | 4507182
| Kitchen Range Hoods | Chimney Hood | Broan-NuTone LLC | Broan | EWT1366SS | 36 | 0 |  | 6" | Vertical | HS | 0.1 | 580 | 12 | 382 | 1.5 | NO | N/A | N/A | N/A | N/A | N/A | 4507182
| Kitchen Range Hoods | Chimney Hood | Broan-NuTone LLC | Broan | EWT1366SS | 36 | 0 |  | 6" | Vertical | HS | 0.25 | 560 |  |  |  | NO | N/A | N/A | N/A | N/A | N/A | 4507182
| Bathroom Exhaust Fans |  | Broan-NuTone LLC | Broan | EZ80 |  | 0 |  | 4" | Horizontal | HS | 0.1 | 80 | 1 | 25.7 | 3.1 | Yes | Yes | Yes | Yes | Yes | Yes | 1003641
| Bathroom Exhaust Fans |  | Broan-NuTone LLC | Broan | EZ80 |  | 0 |  | 3" | Horizontal | HS | 0.1 | 70 | 1.3 | 25 | 2.7 | Yes | Yes | Yes | Yes | Yes | Yes | 1003641
| Bathroom Exhaust Fans |  | Broan-NuTone LLC | Broan | EZ80 |  | 0 |  | 3" | Horizontal | HS | 0.25 | 55 |  |  |  | Yes | Yes | Yes | Yes | Yes | Yes | 1003641
| Bathroom Exhaust Fans |  | Broan-NuTone LLC | Broan | EZ80 |  | 0 |  | 4" | Horizontal | HS | 0.25 | 61 |  |  |  | Yes | Yes | Yes | Yes | Yes | Yes | 1003641
| Bathroom Exhaust Fans |  | Broan-NuTone LLC | Broan (Canada) | EZ80C |  | 0 |  | 3" | Horizontal | HS | 0.25 | 55 |  |  |  | Yes | Yes | Yes | Yes | Yes | Yes | 1007458
| Bathroom Exhaust Fans |  | Broan-NuTone LLC | Broan (Canada) | EZ80C |  | 0 |  | 3" | Horizontal | HS | 0.1 | 70 | 1.3 | 25.7 |  | Yes | Yes | Yes | Yes | Yes | Yes | 1007458
| Bathroom Exhaust Fans |  | Broan-NuTone LLC | Broan (Canada) | EZ80C |  | 0 |  | 4" | Horizontal | HS | 0.25 | 61 |  |  |  | Yes | Yes | Yes | Yes | Yes | Yes | 1007458
| Bathroom Exhaust Fans |  | Broan-NuTone LLC | Broan (Canada) | EZ80C |  | 0 |  | 4" | Horizontal | HS | 0.1 | 80 | 1.1 | 25.7 | 3.1 | Yes | Yes | Yes | Yes | Yes | Yes | 1007458
| Inline Fans | Single-port | Air King America LLC | Air King | F130D |  | 0 |  | 6" | Horizontal | 130 CFM | 0.2 | 130 |  | 26 | 5.0 | Yes | Yes | Yes | Yes | Yes | Yes | 3004722
| Inline Fans | Single-port | Air King America LLC | Air King | F130D |  | 0 |  | 6" | Horizontal | 80 CFM | 0.2 | 80 |  | 12.8 | 6.2 | Yes | Yes | Yes | Yes | Yes | Yes | 3004722
| Inline Fans | Single-port | Air King America LLC | Air King | F130D |  | 0 |  | 6" | Horizontal | 30 CFM | 0.2 | 30 |  | 7.8 | 3.8 | Yes | Yes | Yes | Yes | Yes | Yes | 3004722
| Bathroom Exhaust Fans |  | GTR Technologies Inc. | DewStop - Breeze Easy | F300-5080110-W1 |  | 0 |  | 4" | Horizontal | 50 CFM | 0.25 | 50 |  | 6 |  | Yes | Yes | Yes | Yes | Yes | Yes | 1008634
| Bathroom Exhaust Fans |  | GTR Technologies Inc. | DewStop - Breeze Easy | F300-5080110-W1 |  | 0 |  | 4" | Horizontal | 50 CFM | 0.1 | 50 | <0.3 | 2.9 |  | Yes | Yes | Yes | Yes | Yes | Yes | 1008634
| Bathroom Exhaust Fans |  | GTR Technologies Inc. | DewStop - Breeze Easy | F300-5080110-W1 |  | 0 |  | 4" | Horizontal | 80 CFM | 0.25 | 80 |  | 9.4 |  | Yes | Yes | Yes | Yes | Yes | Yes | 1008634
| Bathroom Exhaust Fans |  | GTR Technologies Inc. | DewStop - Breeze Easy | F300-5080110-W1 |  | 0 |  | 4" | Horizontal | 80 CFM | 0.1 | 80 | 0.5 | 5.1 |  | Yes | Yes | Yes | Yes | Yes | Yes | 1008634
| Bathroom Exhaust Fans |  | GTR Technologies Inc. | DewStop - Breeze Easy | F300-5080110-W1 |  | 0 |  | 4" | Horizontal | 110 CFM | 0.25 | 110 |  | 15.3 |  | Yes | Yes | Yes | Yes | Yes | Yes | 1008634
| Bathroom Exhaust Fans |  | GTR Technologies Inc. | DewStop - Breeze Easy | F300-5080110-W1 |  | 0 |  | 4" | Horizontal | 110 CFM | 0.1 | 110 | 1 | 9.5 |  | Yes | Yes | Yes | Yes | Yes | Yes | 1008634
| Kitchen Range Hoods | Undercabinet | Broan-NuTone LLC | Broan | F402404 | 24 | 0 |  | 7" | Vertical | WS | 0.055 | 140 | 3.5 | 31.1 | 4.5 | NO | N/A | N/A | N/A | N/A | N/A | 4507397
| Kitchen Range Hoods | Undercabinet | Broan-NuTone LLC | Broan | F402404 | 24 | 0 |  | 7" | Vertical | HS | 0.1 | 190 | 6.5 | 50.9 | 3.7 | NO | N/A | N/A | N/A | N/A | N/A | 4507397
| Kitchen Range Hoods | Undercabinet | Broan-NuTone LLC | Broan | F402404 | 24 | 0 |  | 3 1/4" X 10" | Vertical | WS | 0.054 | 110 | 4 | 31 | 3.5 | NO | N/A | N/A | N/A | N/A | N/A | 4507397
| Kitchen Range Hoods | Undercabinet | Broan-NuTone LLC | Broan | F402404 | 24 | 0 |  | 3 1/4" X 10" | Vertical | HS | 0.1 | 160 | 7.5 | 50.8 | 3.1 | NO | N/A | N/A | N/A | N/A | N/A | 4507397
| Kitchen Range Hoods | Undercabinet | Broan-NuTone LLC | Broan | F402404 | 24 | 0 |  | 3 1/4" X 10" | Horizontal | WS | 0.046 | 100 | 4.5 | 30.7 | 3.2 | NO | N/A | N/A | N/A | N/A | N/A | 4507397
| Kitchen Range Hoods | Undercabinet | Broan-NuTone LLC | Broan | F402404 | 24 | 0 |  | 3 1/4" X 10" | Horizontal | HS | 0.1 | 160 | 7 | 50.9 | 3.1 | NO | N/A | N/A | N/A | N/A | N/A | 4507397
| Kitchen Range Hoods | Undercabinet | Broan-NuTone LLC | Broan | F402411 | 24 | 0 |  | 7" | Vertical | WS | 0.055 | 140 | 3.5 | 31.1 | 4.5 | NO | N/A | N/A | N/A | N/A | N/A | 4507398
| Kitchen Range Hoods | Undercabinet | Broan-NuTone LLC | Broan | F402411 | 24 | 0 |  | 7" | Vertical | HS | 0.1 | 190 | 6.5 | 50.9 | 3.7 | NO | N/A | N/A | N/A | N/A | N/A | 4507398
| Kitchen Range Hoods | Undercabinet | Broan-NuTone LLC | Broan | F402411 | 24 | 0 |  | 3 1/4" X 10" | Vertical | WS | 0.054 | 110 | 4 | 31 | 3.5 | NO | N/A | N/A | N/A | N/A | N/A | 4507398
| Kitchen Range Hoods | Undercabinet | Broan-NuTone LLC | Broan | F402411 | 24 | 0 |  | 3 1/4" X 10" | Vertical | HS | 0.1 | 160 | 7.5 | 50.8 | 3.1 | NO | N/A | N/A | N/A | N/A | N/A | 4507398
| Kitchen Range Hoods | Undercabinet | Broan-NuTone LLC | Broan | F402411 | 24 | 0 |  | 3 1/4" X 10" | Horizontal | WS | 0.046 | 100 | 4.5 | 30.7 | 3.2 | NO | N/A | N/A | N/A | N/A | N/A | 4507398
| Kitchen Range Hoods | Undercabinet | Broan-NuTone LLC | Broan | F402411 | 24 | 0 |  | 3 1/4" X 10" | Horizontal | HS | 0.1 | 160 | 7 | 50.9 | 3.1 | NO | N/A | N/A | N/A | N/A | N/A | 4507398
| Kitchen Range Hoods | Undercabinet | Broan-NuTone LLC | Broan | F402423 | 24 | 0 |  | 7" | Vertical | WS | 0.055 | 140 | 3.5 | 31.1 | 4.5 | NO | N/A | N/A | N/A | N/A | N/A | 4507399
| Kitchen Range Hoods | Undercabinet | Broan-NuTone LLC | Broan | F402423 | 24 | 0 |  | 7" | Vertical | HS | 0.1 | 190 | 6.5 | 50.9 | 3.7 | NO | N/A | N/A | N/A | N/A | N/A | 4507399
| Kitchen Range Hoods | Undercabinet | Broan-NuTone LLC | Broan | F402423 | 24 | 0 |  | 3 1/4" X 10" | Vertical | WS | 0.054 | 110 | 4 | 31 | 3.5 | NO | N/A | N/A | N/A | N/A | N/A | 4507399
| Kitchen Range Hoods | Undercabinet | Broan-NuTone LLC | Broan | F402423 | 24 | 0 |  | 3 1/4" X 10" | Vertical | HS | 0.1 | 160 | 7.5 | 50.8 | 3.1 | NO | N/A | N/A | N/A | N/A | N/A | 4507399
| Kitchen Range Hoods | Undercabinet | Broan-NuTone LLC | Broan | F402423 | 24 | 0 |  | 3 1/4" X 10" | Horizontal | WS | 0.046 | 100 | 4.5 | 30.7 | 3.2 | NO | N/A | N/A | N/A | N/A | N/A | 4507399
| Kitchen Range Hoods | Undercabinet | Broan-NuTone LLC | Broan | F402423 | 24 | 0 |  | 3 1/4" X 10" | Horizontal | HS | 0.1 | 160 | 7 | 50.9 | 3.1 | NO | N/A | N/A | N/A | N/A | N/A | 4507399
| Kitchen Range Hoods | Undercabinet | Broan-NuTone LLC | Broan | F4024SF | 24 | 0 |  | 3 1/4" X 10" | Horizontal | HS | 0.1 | 160 | 7 | 50.9 | 3.1 | NO | N/A | N/A | N/A | N/A | N/A | 4508211
| Kitchen Range Hoods | Undercabinet | Broan-NuTone LLC | Broan | F4024SF | 24 | 0 |  | 3 1/4" X 10" | Horizontal | WS | 0.046 | 100 | 4.5 | 30.7 | 3.2 | NO | N/A | N/A | N/A | N/A | N/A | 4508211
| Kitchen Range Hoods | Undercabinet | Broan-NuTone LLC | Broan | F4024SF | 24 | 0 |  | 3 1/4" X 10" | Vertical | HS | 0.1 | 160 | 7.5 | 50.8 | 3.1 | NO | N/A | N/A | N/A | N/A | N/A | 4508211
| Kitchen Range Hoods | Undercabinet | Broan-NuTone LLC | Broan | F4024SF | 24 | 0 |  | 3 1/4" X 10" | Vertical | WS | 0.054 | 110 | 4 | 31 | 3.5 | NO | N/A | N/A | N/A | N/A | N/A | 4508211
| Kitchen Range Hoods | Undercabinet | Broan-NuTone LLC | Broan | F4024SF | 24 | 0 |  | 7" | Vertical | HS | 0.1 | 190 | 6.5 | 50.9 | 3.7 | NO | N/A | N/A | N/A | N/A | N/A | 4508211
| Kitchen Range Hoods | Undercabinet | Broan-NuTone LLC | Broan | F4024SF | 24 | 0 |  | 7" | Vertical | WS | 0.055 | 140 | 3.5 | 31.1 | 4.5 | NO | N/A | N/A | N/A | N/A | N/A | 4508211
| Kitchen Range Hoods | Undercabinet | Broan-NuTone LLC | Broan | F403004 | 30 | 0 |  | 7" | Vertical | WS | 0.055 | 140 | 3.5 | 31.1 | 4.5 | NO | N/A | N/A | N/A | N/A | N/A | 4507401
| Kitchen Range Hoods | Undercabinet | Broan-NuTone LLC | Broan | F403004 | 30 | 0 |  | 7" | Vertical | HS | 0.1 | 190 | 6.5 | 50.9 | 3.7 | NO | N/A | N/A | N/A | N/A | N/A | 4507401
| Kitchen Range Hoods | Undercabinet | Broan-NuTone LLC | Broan | F403004 | 30 | 0 |  | 3 1/4" X 10" | Vertical | WS | 0.054 | 110 | 4 | 31 | 3.5 | NO | N/A | N/A | N/A | N/A | N/A | 4507401
| Kitchen Range Hoods | Undercabinet | Broan-NuTone LLC | Broan | F403004 | 30 | 0 |  | 3 1/4" X 10" | Vertical | HS | 0.1 | 160 | 7.5 | 50.8 | 3.1 | NO | N/A | N/A | N/A | N/A | N/A | 4507401
| Kitchen Range Hoods | Undercabinet | Broan-NuTone LLC | Broan | F403004 | 30 | 0 |  | 3 1/4" X 10" | Horizontal | WS | 0.046 | 100 | 4.5 | 30.7 | 3.2 | NO | N/A | N/A | N/A | N/A | N/A | 4507401
| Kitchen Range Hoods | Undercabinet | Broan-NuTone LLC | Broan | F403004 | 30 | 0 |  | 3 1/4" X 10" | Horizontal | HS | 0.1 | 160 | 7 | 50.9 | 3.1 | NO | N/A | N/A | N/A | N/A | N/A | 4507401
| Kitchen Range Hoods | Undercabinet | Broan-NuTone LLC | Broan | F403011 | 30 | 0 |  | 7" | Vertical | WS | 0.055 | 140 | 3.5 | 31.1 | 4.5 | NO | N/A | N/A | N/A | N/A | N/A | 4507403
| Kitchen Range Hoods | Undercabinet | Broan-NuTone LLC | Broan | F403011 | 30 | 0 |  | 7" | Vertical | HS | 0.1 | 190 | 6.5 | 50.9 | 3.7 | NO | N/A | N/A | N/A | N/A | N/A | 4507403
| Kitchen Range Hoods | Undercabinet | Broan-NuTone LLC | Broan | F403011 | 30 | 0 |  | 3 1/4" X 10" | Vertical | WS | 0.054 | 110 | 4 | 31 | 3.5 | NO | N/A | N/A | N/A | N/A | N/A | 4507403
| Kitchen Range Hoods | Undercabinet | Broan-NuTone LLC | Broan | F403011 | 30 | 0 |  | 3 1/4" X 10" | Vertical | HS | 0.1 | 160 | 7.5 | 50.8 | 3.1 | NO | N/A | N/A | N/A | N/A | N/A | 4507403
| Kitchen Range Hoods | Undercabinet | Broan-NuTone LLC | Broan | F403011 | 30 | 0 |  | 3 1/4" X 10" | Horizontal | WS | 0.046 | 100 | 4.5 | 30.7 | 3.2 | NO | N/A | N/A | N/A | N/A | N/A | 4507403
| Kitchen Range Hoods | Undercabinet | Broan-NuTone LLC | Broan | F403011 | 30 | 0 |  | 3 1/4" X 10" | Horizontal | HS | 0.1 | 160 | 7 | 50.9 | 3.1 | NO | N/A | N/A | N/A | N/A | N/A | 4507403
| Kitchen Range Hoods | Undercabinet | Broan-NuTone LLC | Broan | F403023 | 30 | 0 |  | 7" | Vertical | WS | 0.055 | 140 | 3.5 | 31.1 | 4.5 | NO | N/A | N/A | N/A | N/A | N/A | 4507405
| Kitchen Range Hoods | Undercabinet | Broan-NuTone LLC | Broan | F403023 | 30 | 0 |  | 7" | Vertical | HS | 0.1 | 190 | 6.5 | 50.9 | 3.7 | NO | N/A | N/A | N/A | N/A | N/A | 4507405
| Kitchen Range Hoods | Undercabinet | Broan-NuTone LLC | Broan | F403023 | 30 | 0 |  | 3 1/4" X 10" | Vertical | WS | 0.054 | 110 | 4 | 31 | 3.5 | NO | N/A | N/A | N/A | N/A | N/A | 4507405
| Kitchen Range Hoods | Undercabinet | Broan-NuTone LLC | Broan | F403023 | 30 | 0 |  | 3 1/4" X 10" | Vertical | HS | 0.1 | 160 | 7.5 | 50.8 | 3.1 | NO | N/A | N/A | N/A | N/A | N/A | 4507405
| Kitchen Range Hoods | Undercabinet | Broan-NuTone LLC | Broan | F403023 | 30 | 0 |  | 3 1/4" X 10" | Horizontal | WS | 0.046 | 100 | 4.5 | 30.7 | 3.2 | NO | N/A | N/A | N/A | N/A | N/A | 4507405
| Kitchen Range Hoods | Undercabinet | Broan-NuTone LLC | Broan | F403023 | 30 | 0 |  | 3 1/4" X 10" | Horizontal | HS | 0.1 | 160 | 7 | 50.9 | 3.1 | NO | N/A | N/A | N/A | N/A | N/A | 4507405
| Kitchen Range Hoods | Undercabinet | Broan-NuTone LLC | Broan | F4030SF | 30 | 0 |  | 3 1/4" X 10" | Horizontal | HS | 0.1 | 160 | 7 | 50.9 | 3.1 | NO | N/A | N/A | N/A | N/A | N/A | 4508212
| Kitchen Range Hoods | Undercabinet | Broan-NuTone LLC | Broan | F4030SF | 30 | 0 |  | 3 1/4" X 10" | Horizontal | WS | 0.046 | 100 | 4.5 | 30.7 | 3.2 | NO | N/A | N/A | N/A | N/A | N/A | 4508212
| Kitchen Range Hoods | Undercabinet | Broan-NuTone LLC | Broan | F4030SF | 30 | 0 |  | 3 1/4" X 10" | Vertical | HS | 0.1 | 160 | 7.5 | 50.8 | 3.1 | NO | N/A | N/A | N/A | N/A | N/A | 4508212
| Kitchen Range Hoods | Undercabinet | Broan-NuTone LLC | Broan | F4030SF | 30 | 0 |  | 3 1/4" X 10" | Vertical | WS | 0.054 | 110 | 4 | 31 | 3.5 | NO | N/A | N/A | N/A | N/A | N/A | 4508212
| Kitchen Range Hoods | Undercabinet | Broan-NuTone LLC | Broan | F4030SF | 30 | 0 |  | 7" | Vertical | HS | 0.1 | 190 | 6.5 | 50.9 | 3.7 | NO | N/A | N/A | N/A | N/A | N/A | 4508212
| Kitchen Range Hoods | Undercabinet | Broan-NuTone LLC | Broan | F4030SF | 30 | 0 |  | 7" | Vertical | WS | 0.055 | 140 | 3.5 | 31.1 | 4.5 | NO | N/A | N/A | N/A | N/A | N/A | 4508212
| Kitchen Range Hoods | Undercabinet | Broan-NuTone LLC | Broan | F403604 | 36 | 0 |  | 7" | Vertical | WS | 0.055 | 140 | 3.5 | 31.1 | 4.5 | NO | N/A | N/A | N/A | N/A | N/A | 4507407
| Kitchen Range Hoods | Undercabinet | Broan-NuTone LLC | Broan | F403604 | 36 | 0 |  | 7" | Vertical | HS | 0.1 | 190 | 6.5 | 50.9 | 3.7 | NO | N/A | N/A | N/A | N/A | N/A | 4507407
| Kitchen Range Hoods | Undercabinet | Broan-NuTone LLC | Broan | F403604 | 36 | 0 |  | 3 1/4" X 10" | Vertical | WS | 0.054 | 110 | 4 | 31 | 3.5 | NO | N/A | N/A | N/A | N/A | N/A | 4507407
| Kitchen Range Hoods | Undercabinet | Broan-NuTone LLC | Broan | F403604 | 36 | 0 |  | 3 1/4" X 10" | Vertical | HS | 0.1 | 160 | 7.5 | 50.8 | 3.1 | NO | N/A | N/A | N/A | N/A | N/A | 4507407
| Kitchen Range Hoods | Undercabinet | Broan-NuTone LLC | Broan | F403604 | 36 | 0 |  | 3 1/4" X 10" | Horizontal | WS | 0.046 | 100 | 4.5 | 30.7 | 3.2 | NO | N/A | N/A | N/A | N/A | N/A | 4507407
| Kitchen Range Hoods | Undercabinet | Broan-NuTone LLC | Broan | F403604 | 36 | 0 |  | 3 1/4" X 10" | Horizontal | HS | 0.1 | 160 | 7 | 50.9 | 3.1 | NO | N/A | N/A | N/A | N/A | N/A | 4507407
| Kitchen Range Hoods | Undercabinet | Broan-NuTone LLC | Broan | F403611 | 36 | 0 |  | 7" | Vertical | WS | 0.055 | 140 | 3.5 | 31.1 | 4.5 | NO | N/A | N/A | N/A | N/A | N/A | 4507409
| Kitchen Range Hoods | Undercabinet | Broan-NuTone LLC | Broan | F403611 | 36 | 0 |  | 7" | Vertical | HS | 0.1 | 190 | 6.5 | 50.9 | 3.7 | NO | N/A | N/A | N/A | N/A | N/A | 4507409
| Kitchen Range Hoods | Undercabinet | Broan-NuTone LLC | Broan | F403611 | 36 | 0 |  | 3 1/4" X 10" | Vertical | WS | 0.054 | 110 | 4 | 31 | 3.5 | NO | N/A | N/A | N/A | N/A | N/A | 4507409
| Kitchen Range Hoods | Undercabinet | Broan-NuTone LLC | Broan | F403611 | 36 | 0 |  | 3 1/4" X 10" | Vertical | HS | 0.1 | 160 | 7.5 | 50.8 | 3.1 | NO | N/A | N/A | N/A | N/A | N/A | 4507409
| Kitchen Range Hoods | Undercabinet | Broan-NuTone LLC | Broan | F403611 | 36 | 0 |  | 3 1/4" X 10" | Horizontal | WS | 0.046 | 100 | 4.5 | 30.7 | 3.2 | NO | N/A | N/A | N/A | N/A | N/A | 4507409
| Kitchen Range Hoods | Undercabinet | Broan-NuTone LLC | Broan | F403611 | 36 | 0 |  | 3 1/4" X 10" | Horizontal | HS | 0.1 | 160 | 7 | 50.9 | 3.1 | NO | N/A | N/A | N/A | N/A | N/A | 4507409
| Kitchen Range Hoods | Undercabinet | Broan-NuTone LLC | Broan | F403623 | 36 | 0 |  | 7" | Vertical | WS | 0.055 | 140 | 3.5 | 31.1 | 4.5 | NO | N/A | N/A | N/A | N/A | N/A | 4507410
| Kitchen Range Hoods | Undercabinet | Broan-NuTone LLC | Broan | F403623 | 36 | 0 |  | 7" | Vertical | HS | 0.1 | 190 | 6.5 | 50.9 | 3.7 | NO | N/A | N/A | N/A | N/A | N/A | 4507410
| Kitchen Range Hoods | Undercabinet | Broan-NuTone LLC | Broan | F403623 | 36 | 0 |  | 3 1/4" X 10" | Vertical | WS | 0.054 | 110 | 4 | 31 | 3.5 | NO | N/A | N/A | N/A | N/A | N/A | 4507410
| Kitchen Range Hoods | Undercabinet | Broan-NuTone LLC | Broan | F403623 | 36 | 0 |  | 3 1/4" X 10" | Vertical | HS | 0.1 | 160 | 7.5 | 50.8 | 3.1 | NO | N/A | N/A | N/A | N/A | N/A | 4507410
| Kitchen Range Hoods | Undercabinet | Broan-NuTone LLC | Broan | F403623 | 36 | 0 |  | 3 1/4" X 10" | Horizontal | WS | 0.046 | 100 | 4.5 | 30.7 | 3.2 | NO | N/A | N/A | N/A | N/A | N/A | 4507410
| Kitchen Range Hoods | Undercabinet | Broan-NuTone LLC | Broan | F403623 | 36 | 0 |  | 3 1/4" X 10" | Horizontal | HS | 0.1 | 160 | 7 | 50.9 | 3.1 | NO | N/A | N/A | N/A | N/A | N/A | 4507410
| Kitchen Range Hoods | Undercabinet | Broan-NuTone LLC | Broan | F4036SF | 36 | 0 |  | 3 1/4" X 10" | Horizontal | HS | 0.1 | 160 | 7 | 50.9 | 3.1 | NO | N/A | N/A | N/A | N/A | N/A | 4508210
| Kitchen Range Hoods | Undercabinet | Broan-NuTone LLC | Broan | F4036SF | 36 | 0 |  | 3 1/4" X 10" | Horizontal | WS | 0.046 | 100 | 4.5 | 30.7 | 3.2 | NO | N/A | N/A | N/A | N/A | N/A | 4508210
| Kitchen Range Hoods | Undercabinet | Broan-NuTone LLC | Broan | F4036SF | 36 | 0 |  | 3 1/4" X 10" | Vertical | HS | 0.1 | 160 | 7.5 | 50.8 | 3.1 | NO | N/A | N/A | N/A | N/A | N/A | 4508210
| Kitchen Range Hoods | Undercabinet | Broan-NuTone LLC | Broan | F4036SF | 36 | 0 |  | 3 1/4" X 10" | Vertical | WS | 0.054 | 110 | 4 | 31 | 3.5 | NO | N/A | N/A | N/A | N/A | N/A | 4508210
| Kitchen Range Hoods | Undercabinet | Broan-NuTone LLC | Broan | F4036SF | 36 | 0 |  | 7" | Vertical | HS | 0.1 | 190 | 6.5 | 50.9 | 3.7 | NO | N/A | N/A | N/A | N/A | N/A | 4508210
| Kitchen Range Hoods | Undercabinet | Broan-NuTone LLC | Broan | F4036SF | 36 | 0 |  | 7" | Vertical | WS | 0.055 | 140 | 3.5 | 31.1 | 4.5 | NO | N/A | N/A | N/A | N/A | N/A | 4508210
| Bathroom Exhaust Fans |  | Zhang Haoxiang | Tech Drive | FA-BF-01-L |  | 0 |  | 3" | Horizontal | HS | 0.25 | 36 |  | 14.7 |  | Yes | Yes | Yes | Yes | Yes | Yes | 1008283
| Bathroom Exhaust Fans |  | Zhang Haoxiang | Tech Drive | FA-BF-01-L |  | 0 |  | 3" | Horizontal | HS | 0.1 | 50 | 1 | 17 |  | Yes | Yes | Yes | Yes | Yes | Yes | 1008283
| Bathroom Exhaust Fans |  | Zhang Haoxiang | Tech Drive | FA-BF-02-L |  | 0 |  | 3" | Horizontal | HS | 0.25 | 54 |  | 18.8 |  | Yes | Yes | Yes | Yes | Yes | Yes | 1008213
| Bathroom Exhaust Fans |  | Zhang Haoxiang | Tech Drive | FA-BF-02-L |  | 0 |  | 3" | Horizontal | HS | 0.1 | 70 | 1.5 | 21 |  | Yes | Yes | Yes | Yes | Yes | Yes | 1008213
| Bathroom Exhaust Fans |  | Zhang Haoxiang | Tech Drive | FA-BF-03-L(BL) |  | 0 |  | 4" | Horizontal | HS | 0.1 | 80 | 1.5 | 21 |  | Yes | Yes | Yes | Yes | Yes | Yes | 1008496
| Bathroom Exhaust Fans |  | Zhang Haoxiang | Tech Drive | FA-BF-03-L(BL) |  | 0 |  | 4" | Horizontal | HS | 0.25 | 61 |  | 16.8 |  | Yes | Yes | Yes | Yes | Yes | Yes | 1008496
| Bathroom Exhaust Fans |  | Zhang Haoxiang | Tech Drive | FA-BF-03-L(BN) |  | 0 |  | 4" | Horizontal | HS | 0.1 | 80 | 1.5 | 21 |  | Yes | Yes | Yes | Yes | Yes | Yes | 1008497
| Bathroom Exhaust Fans |  | Zhang Haoxiang | Tech Drive | FA-BF-03-L(BN) |  | 0 |  | 4" | Horizontal | HS | 0.25 | 61 |  | 16.8 |  | Yes | Yes | Yes | Yes | Yes | Yes | 1008497
| Bathroom Exhaust Fans |  | Zhang Haoxiang | Tech Drive | FA-BF-03-L(WH) |  | 0 |  | 4" | Horizontal | HS | 0.1 | 80 | 1.5 | 21 |  | Yes | Yes | Yes | Yes | Yes | Yes | 1008495
| Bathroom Exhaust Fans |  | Zhang Haoxiang | Tech Drive | FA-BF-03-L(WH) |  | 0 |  | 4" | Horizontal | HS | 0.25 | 61 |  | 16.8 |  | Yes | Yes | Yes | Yes | Yes | Yes | 1008495
| Bathroom Exhaust Fans |  | Zhang Haoxiang | Tech Drive | FA-BF-04-L(BL) |  | 0 |  | 4" | Horizontal | HS | 0.1 | 110 | 2 | 28 |  | Yes | Yes | Yes | Yes | Yes | Yes | 1008583
| Bathroom Exhaust Fans |  | Zhang Haoxiang | Tech Drive | FA-BF-04-L(BL) |  | 0 |  | 4" | Horizontal | HS | 0.25 | 90 |  | 25.3 |  | Yes | Yes | Yes | Yes | Yes | Yes | 1008583
| Bathroom Exhaust Fans |  | Zhang Haoxiang | Tech Drive | FA-BF-04-L(BN) |  | 0 |  | 4" | Horizontal | HS | 0.1 | 110 | 2 | 28 |  | Yes | Yes | Yes | Yes | Yes | Yes | 1008582
| Bathroom Exhaust Fans |  | Zhang Haoxiang | Tech Drive | FA-BF-04-L(BN) |  | 0 |  | 4" | Horizontal | HS | 0.25 | 90 |  | 25.3 |  | Yes | Yes | Yes | Yes | Yes | Yes | 1008582
| Bathroom Exhaust Fans |  | Zhang Haoxiang | Tech Drive | FA-BF-04-L(WH) |  | 0 |  | 4" | Horizontal | HS | 0.1 | 110 | 2 | 28 |  | Yes | Yes | Yes | Yes | Yes | Yes | 1008569
| Bathroom Exhaust Fans |  | Zhang Haoxiang | Tech Drive | FA-BF-04-L(WH) |  | 0 |  | 4" | Horizontal | HS | 0.25 | 90 |  | 25.3 |  | Yes | Yes | Yes | Yes | Yes | Yes | 1008569
| Inline Fans | Single-port | Ventamatic Ltd. | QuFresh | FA100X |  | 0 |  | 6" | Horizontal | 50 CFM | 0.2 | 50 |  | 7 |  | Yes | Yes | Yes | Yes | Yes | Yes | 3005169
| Inline Fans | Single-port | Ventamatic Ltd. | QuFresh | FA100X |  | 0 |  | 6" | Horizontal | 80 CFM | 0.2 | 80 |  | 10 |  | Yes | Yes | Yes | Yes | Yes | Yes | 3005169
| Inline Fans | Single-port | Ventamatic Ltd. | QuFresh | FA100X |  | 0 |  | 6" | Horizontal | 100 CFM | 0.2 | 100 |  | 12 |  | Yes | Yes | Yes | Yes | Yes | Yes | 3005169
| Bathroom Exhaust Fans |  | Artika | Artika | FAB-BRLU-C1 |  | 0 |  | 4" | Horizontal | HS | 0.1 | 100 | 0.9 | 24 |  | Yes | Yes | Yes | Yes | Yes | Yes | 1007326
| Bathroom Exhaust Fans |  | Artika | Artika | FAB-BRLU-C1 |  | 0 |  | 4" | Horizontal | HS | 0.25 | 88 |  |  |  | Yes | Yes | Yes | Yes | Yes | Yes | 1007326
| Kitchen Range Hoods | Microwave | Electrolux | Frigidaire | FFMV1645TB | 30 | 0 |  | 3 1/4" x 10" | Vertical | WS | 0.036 | 100 | 1.3 |  |  | NO | N/A | N/A | N/A | N/A | N/A | 4505822
| Kitchen Range Hoods | Microwave | Electrolux | Frigidaire | FFMV1645TB | 30 | 0 |  | 3 1/4" x 10" | Vertical | HS | 0.1 | 170 | 4 |  |  | NO | N/A | N/A | N/A | N/A | N/A | 4505822
| Kitchen Range Hoods | Microwave | Electrolux | Frigidaire | FFMV1645TB | 30 | 0 |  | 3 1/4" x 10" | Horizontal | WS | 0.036 | 100 | 1.4 |  |  | NO | N/A | N/A | N/A | N/A | N/A | 4505822
| Kitchen Range Hoods | Microwave | Electrolux | Frigidaire | FFMV1645TB | 30 | 0 |  | 3 1/4" x 10" | Horizontal | HS | 0.1 | 160 | 4 |  |  | NO | N/A | N/A | N/A | N/A | N/A | 4505822
| Kitchen Range Hoods | Microwave | Electrolux | Frigidaire | FFMV1645TD | 30 | 0 |  | 3 1/4" x 10" | Vertical | WS | 0.036 | 100 | 1.3 |  |  | NO | N/A | N/A | N/A | N/A | N/A | 4505820
| Kitchen Range Hoods | Microwave | Electrolux | Frigidaire | FFMV1645TD | 30 | 0 |  | 3 1/4" x 10" | Vertical | HS | 0.1 | 170 | 4 |  |  | NO | N/A | N/A | N/A | N/A | N/A | 4505820
| Kitchen Range Hoods | Microwave | Electrolux | Frigidaire | FFMV1645TD | 30 | 0 |  | 3 1/4" x 10" | Horizontal | WS | 0.036 | 100 | 1.4 |  |  | NO | N/A | N/A | N/A | N/A | N/A | 4505820
| Kitchen Range Hoods | Microwave | Electrolux | Frigidaire | FFMV1645TD | 30 | 0 |  | 3 1/4" x 10" | Horizontal | HS | 0.1 | 160 | 4 |  |  | NO | N/A | N/A | N/A | N/A | N/A | 4505820
| Kitchen Range Hoods | Microwave | Electrolux | Frigidaire | FFMV1645TH | 30 | 0 |  | 3 1/4" x 10" | Vertical | WS | 0.036 | 100 | 1.3 |  |  | NO | N/A | N/A | N/A | N/A | N/A | 4505821
| Kitchen Range Hoods | Microwave | Electrolux | Frigidaire | FFMV1645TH | 30 | 0 |  | 3 1/4" x 10" | Vertical | HS | 0.1 | 170 | 4 |  |  | NO | N/A | N/A | N/A | N/A | N/A | 4505821
| Kitchen Range Hoods | Microwave | Electrolux | Frigidaire | FFMV1645TH | 30 | 0 |  | 3 1/4" x 10" | Horizontal | WS | 0.036 | 100 | 1.4 |  |  | NO | N/A | N/A | N/A | N/A | N/A | 4505821
| Kitchen Range Hoods | Microwave | Electrolux | Frigidaire | FFMV1645TH | 30 | 0 |  | 3 1/4" x 10" | Horizontal | HS | 0.1 | 160 | 4 |  |  | NO | N/A | N/A | N/A | N/A | N/A | 4505821
| Kitchen Range Hoods | Microwave | Electrolux | Frigidaire | FFMV1645TS | 30 | 0 |  | 3 1/4" x 10" | Horizontal Exhaust | HS | 0.1 | 160 | 4 |  |  | NO | N/A | N/A | N/A | N/A | N/A | 4505804
| Kitchen Range Hoods | Microwave | Electrolux | Frigidaire | FFMV1645TS | 30 | 0 |  | 3 1/4" x 10" | Horizontal Exhaust | WS | 0.036 | 100 | 1.4 |  |  | NO | N/A | N/A | N/A | N/A | N/A | 4505804
| Kitchen Range Hoods | Microwave | Electrolux | Frigidaire | FFMV1645TS | 30 | 0 |  | 3 1/4" x 10" | Vertical Exhaust | HS | 0.1 | 170 | 4 |  |  | NO | N/A | N/A | N/A | N/A | N/A | 4505804
| Kitchen Range Hoods | Microwave | Electrolux | Frigidaire | FFMV1645TS | 30 | 0 |  | 3 1/4" x 10" | Vertical Exhaust | WS | 0.036 | 100 | 1.3 |  |  | NO | N/A | N/A | N/A | N/A | N/A | 4505804
| Kitchen Range Hoods | Microwave | Electrolux | Frigidaire | FFMV1645TW | 30 | 0 |  | 3 1/4" x 10" | Vertical | WS | 0.036 | 100 | 1.3 |  |  | NO | N/A | N/A | N/A | N/A | N/A | 4505823
| Kitchen Range Hoods | Microwave | Electrolux | Frigidaire | FFMV1645TW | 30 | 0 |  | 3 1/4" x 10" | Vertical | HS | 0.1 | 170 | 4 |  |  | NO | N/A | N/A | N/A | N/A | N/A | 4505823
| Kitchen Range Hoods | Microwave | Electrolux | Frigidaire | FFMV1645TW | 30 | 0 |  | 3 1/4" x 10" | Horizontal | WS | 0.036 | 100 | 1.4 |  |  | NO | N/A | N/A | N/A | N/A | N/A | 4505823
| Kitchen Range Hoods | Microwave | Electrolux | Frigidaire | FFMV1645TW | 30 | 0 |  | 3 1/4" x 10" | Horizontal | HS | 0.1 | 160 | 4 |  |  | NO | N/A | N/A | N/A | N/A | N/A | 4505823
| Kitchen Range Hoods | Microwave | Electrolux | Frigidaire | FFMV1745TB | 30 | 0 |  | 3 1/4" X 10" | Vertical | WS | 0.02 | 110 | 1.5 |  |  | NO | N/A | N/A | N/A | N/A | N/A | 4505831
| Kitchen Range Hoods | Microwave | Electrolux | Frigidaire | FFMV1745TB | 30 | 0 |  | 3 1/4" X 10" | Horizontal | WS | 0.022 | 110 | 1.5 |  |  | NO | N/A | N/A | N/A | N/A | N/A | 4505831
| Kitchen Range Hoods | Microwave | Electrolux | Frigidaire | FFMV1745TB | 30 | 0 |  | 3 1/4" X 10" | Vertical | HS | 0.1 | 250 | 7 |  |  | NO | N/A | N/A | N/A | N/A | N/A | 4505831
| Kitchen Range Hoods | Microwave | Electrolux | Frigidaire | FFMV1745TB | 30 | 0 |  | 3 1/4" X 10" | Horizontal | HS | 0.1 | 230 | 6 |  |  | NO | N/A | N/A | N/A | N/A | N/A | 4505831
| Kitchen Range Hoods | Microwave | Electrolux | Frigidaire | FFMV1745TS | 30 | 0 |  | 3 1/4" x 10" | Horizontal Exhaust | WS | 0.022 | 110 | 1.5 |  |  | NO | N/A | N/A | N/A | N/A | N/A | 4505830
| Kitchen Range Hoods | Microwave | Electrolux | Frigidaire | FFMV1745TS | 30 | 0 |  | 3 1/4" x 10" | Vertical Exhaust | WS | 0.02 | 110 | 1.5 |  |  | NO | N/A | N/A | N/A | N/A | N/A | 4505830
| Kitchen Range Hoods | Microwave | Electrolux | Frigidaire | FFMV1745TS | 30 | 0 |  | 3 1/4" x 10" | Horizontal Exhaust | HS | 0.1 | 230 | 6 |  |  | NO | N/A | N/A | N/A | N/A | N/A | 4505830
| Kitchen Range Hoods | Microwave | Electrolux | Frigidaire | FFMV1745TS | 30 | 0 |  | 3 1/4" x 10" | Vertical Exhaust | HS | 0.1 | 250 | 7 |  |  | NO | N/A | N/A | N/A | N/A | N/A | 4505830
| Kitchen Range Hoods | Microwave | Electrolux | Frigidaire | FFMV1745TW | 30 | 0 |  | 3 1/4" X 10" | Vertical | WS | 0.02 | 110 | 1.5 |  |  | NO | N/A | N/A | N/A | N/A | N/A | 4505832
| Kitchen Range Hoods | Microwave | Electrolux | Frigidaire | FFMV1745TW | 30 | 0 |  | 3 1/4" X 10" | Horizontal | WS | 0.022 | 110 | 1.5 |  |  | NO | N/A | N/A | N/A | N/A | N/A | 4505832
| Kitchen Range Hoods | Microwave | Electrolux | Frigidaire | FFMV1745TW | 30 | 0 |  | 3 1/4" X 10" | Vertical | HS | 0.1 | 250 | 7 |  |  | NO | N/A | N/A | N/A | N/A | N/A | 4505832
| Kitchen Range Hoods | Microwave | Electrolux | Frigidaire | FFMV1745TW | 30 | 0 |  | 3 1/4" X 10" | Horizontal | HS | 0.1 | 230 | 6 |  |  | NO | N/A | N/A | N/A | N/A | N/A | 4505832
| Kitchen Range Hoods | Microwave | Electrolux | Frigidaire | FFMV1846VBA | 30 | 0 |  | 3 1/4" X 10" | Horizontal | WS | 0.025 | 110 | 2.5 |  |  | NO | N/A | N/A | N/A | N/A | N/A | 4508194
| Kitchen Range Hoods | Microwave | Electrolux | Frigidaire | FFMV1846VBA | 30 | 0 |  | 3 1/4" X 10" | Horizontal | HS | 0.1 | 230 | 7 |  |  | NO | N/A | N/A | N/A | N/A | N/A | 4508194
| Kitchen Range Hoods | Microwave | Electrolux | Frigidaire | FFMV1846VBA | 30 | 0 |  | 3 1/4" X 10" | Vertical | WS | 0.026 | 120 | 2.5 |  |  | NO | N/A | N/A | N/A | N/A | N/A | 4508194
| Kitchen Range Hoods | Microwave | Electrolux | Frigidaire | FFMV1846VBA | 30 | 0 |  | 3 1/4" X 10" | Vertical | HS | 0.1 | 250 | 7 |  |  | NO | N/A | N/A | N/A | N/A | N/A | 4508194
| Kitchen Range Hoods | Microwave | Electrolux | Frigidaire | FFMV1846VDA | 30 | 0 |  | 3 1/4" X 10" | Horizontal | WS | 0.025 | 110 | 2.5 |  |  | NO | N/A | N/A | N/A | N/A | N/A | 4508195
| Kitchen Range Hoods | Microwave | Electrolux | Frigidaire | FFMV1846VDA | 30 | 0 |  | 3 1/4" X 10" | Horizontal | HS | 0.1 | 230 | 7 |  |  | NO | N/A | N/A | N/A | N/A | N/A | 4508195
| Kitchen Range Hoods | Microwave | Electrolux | Frigidaire | FFMV1846VDA | 30 | 0 |  | 3 1/4" X 10" | Vertical | WS | 0.026 | 120 | 2.5 |  |  | NO | N/A | N/A | N/A | N/A | N/A | 4508195
| Kitchen Range Hoods | Microwave | Electrolux | Frigidaire | FFMV1846VDA | 30 | 0 |  | 3 1/4" X 10" | Vertical | HS | 0.1 | 250 | 7 |  |  | NO | N/A | N/A | N/A | N/A | N/A | 4508195
| Kitchen Range Hoods | Microwave | Electrolux | Frigidaire | FFMV1846VSA | 30 | 0 |  | 3 1/4" X 10" | Horizontal | WS | 0.025 | 110 | 2.5 |  |  | NO | N/A | N/A | N/A | N/A | N/A | 4508192
| Kitchen Range Hoods | Microwave | Electrolux | Frigidaire | FFMV1846VSA | 30 | 0 |  | 3 1/4" X 10" | Horizontal | HS | 0.1 | 230 | 7 |  |  | NO | N/A | N/A | N/A | N/A | N/A | 4508192
| Kitchen Range Hoods | Microwave | Electrolux | Frigidaire | FFMV1846VSA | 30 | 0 |  | 3 1/4" X 10" | Vertical | WS | 0.026 | 120 | 2.5 |  |  | NO | N/A | N/A | N/A | N/A | N/A | 4508192
| Kitchen Range Hoods | Microwave | Electrolux | Frigidaire | FFMV1846VSA | 30 | 0 |  | 3 1/4" X 10" | Vertical | HS | 0.1 | 250 | 7 |  |  | NO | N/A | N/A | N/A | N/A | N/A | 4508192
| Kitchen Range Hoods | Microwave | Electrolux | Frigidaire | FFMV1846VWA | 30 | 0 |  | 3 1/4" X 10" | Horizontal | WS | 0.025 | 110 | 2.5 |  |  | NO | N/A | N/A | N/A | N/A | N/A | 4508193
| Kitchen Range Hoods | Microwave | Electrolux | Frigidaire | FFMV1846VWA | 30 | 0 |  | 3 1/4" X 10" | Horizontal | HS | 0.1 | 230 | 7 |  |  | NO | N/A | N/A | N/A | N/A | N/A | 4508193
| Kitchen Range Hoods | Microwave | Electrolux | Frigidaire | FFMV1846VWA | 30 | 0 |  | 3 1/4" X 10" | Vertical | WS | 0.026 | 120 | 2.5 |  |  | NO | N/A | N/A | N/A | N/A | N/A | 4508193
| Kitchen Range Hoods | Microwave | Electrolux | Frigidaire | FFMV1846VWA | 30 | 0 |  | 3 1/4" X 10" | Vertical | HS | 0.1 | 250 | 7 |  |  | NO | N/A | N/A | N/A | N/A | N/A | 4508193
| Inline Fans | Single-port | Systemair Inc. | Fantech | FG 10 EC |  | 0 |  | 10" | Horizontal | HS | 0.2 | 460 |  | 89.8 |  | Yes | Yes | Yes | Yes | Yes | Yes | 3004691
| Inline Fans | Single-port | Systemair Inc. | Fantech | FG 10XL (40411) |  | 0 |  | 10" | Horizontal | HS | 0.2 | 610 |  | 201 |  | NO | Yes | Yes | Yes | No | No | 3005076
| Inline Fans | Single-port | Systemair Inc. | Fantech | FG 12XL EC |  | 0 |  | 12" | Horizontal | HS | 0.2 | 750 |  | 166 |  | Yes | Yes | Yes | Yes | Yes | Yes | 3004728
| Inline Fans | Single-port | Systemair Inc. | Fantech | FG 4 (40402) |  | 0 |  | 4" | Horizontal | HS | 0.2 | 100 |  | 25 |  | Yes | Yes | Yes | Yes | Yes | Yes | 3005005
| Inline Fans | Single-port | Systemair Inc. | Fantech | FG 4XL (40403) |  | 0 |  | 4" | Horizontal | HS | 0.2 | 150 |  | 78 |  | NO | No | No | No | No | No | 3005026
| Inline Fans | Single-port | Systemair Inc. | Fantech | FG 4XL EC (56015) |  | 0 |  | 4" | Horizontal Exhaust | HS | 0.2 | 160 |  | 36 |  | Yes | Yes | Yes | Yes | Yes | Yes | 3005163
| Inline Fans | Single-port | Systemair Inc. | Fantech | FG 5 (40404) |  | 0 |  | 5" | Horizontal | HS | 0.2 | 120 |  | 20 |  | Yes | Yes | Yes | Yes | Yes | Yes | 3005155
| Inline Fans | Single-port | Systemair Inc. | Fantech | FG 5XL (40405) |  | 0 |  | 5" | Horizontal | HS | 0.2 | 190 |  | 79 |  | NO | Yes | Yes | Yes | No | No | 3004986
| Inline Fans | Single-port | Systemair Inc. | Fantech | FG 6 (40406) |  | 0 |  | 6" | Horizontal | HS | 0.2 | 260 |  | 68 |  | Yes | Yes | Yes | Yes | Yes | Yes | 3005014
| Inline Fans | Single-port | Systemair Inc. | Fantech | FG 6M (40466) |  | 0 |  | 6" | Horizontal | HS | 0.2 | 340 |  | 106 |  | NO | Yes | Yes | Yes | No | No | 3005084
| Inline Fans | Single-port | Systemair Inc. | Fantech | FG 6M EC |  | 0 |  | 6" | Horizontal | HS | 0.2 | 330 |  | 75.3 |  | Yes | Yes | Yes | Yes | Yes | Yes | 3004696
| Inline Fans | Single-port | Systemair Inc. | Fantech | FG 6XL (40407) |  | 0 |  | 6" | Horizontal | HS | 0.2 | 450 |  | 145 |  | NO | Yes | Yes | Yes | No | No | 3005255
| Inline Fans | Single-port | Systemair Inc. | Fantech | FG 8 (40408) |  | 0 |  | 8" | Horizontal Supply | HS | 0.2 | 390 |  | 98 |  | Yes | Yes | Yes | Yes | Yes | Yes | 3005249
| Inline Fans | Single-port | Systemair Inc. | Fantech | FG 8 EC |  | 0 |  | 8" | Horizontal | HS | 0.2 | 380 |  | 70.6 |  | Yes | Yes | Yes | Yes | Yes | Yes | 3004712
| Inline Fans | Single-port | Systemair Inc. | Fantech | FG 8XL (40409) |  | 0 |  | 8" | Horizontal | HS | 0.2 | 450 |  | 138 |  | NO | Yes | Yes | Yes | No | No | 3005073
| Kitchen Range Hoods | Microwave | Electrolux | Frigidaire Gallery | FGBM15WCVFA | 30 | 0 |  | 3 1/4" X 10" | Vertical | WS | 0.019 | 110 | 1.5 |  |  | NO | N/A | N/A | N/A | N/A | N/A | 4507357
| Kitchen Range Hoods | Microwave | Electrolux | Frigidaire Gallery | FGBM15WCVFA | 30 | 0 |  | 3 1/4" X 10" | Vertical | HS | 0.1 | 240 | 6 |  |  | NO | N/A | N/A | N/A | N/A | N/A | 4507357
| Kitchen Range Hoods | Microwave | Electrolux | Frigidaire Gallery | FGBM15WCVFA | 30 | 0 |  | 3 1/4" X 10" | Horizontal | WS | 0.025 | 100 | 2.5 |  |  | NO | N/A | N/A | N/A | N/A | N/A | 4507357
| Kitchen Range Hoods | Microwave | Electrolux | Frigidaire Gallery | FGBM15WCVFA | 30 | 0 |  | 3 1/4" X 10" | Horizontal | HS | 0.1 | 210 | 7 |  |  | NO | N/A | N/A | N/A | N/A | N/A | 4507357
| Kitchen Range Hoods | Microwave | Electrolux | Frigidaire Gallery | FGBM15WCVFB | 30 | 0 |  | 3 1/4" X 10" | Horizontal | WS | 0.025 | 100 | 2.5 |  |  | NO | N/A | N/A | N/A | N/A | N/A | 4507382
| Kitchen Range Hoods | Microwave | Electrolux | Frigidaire Gallery | FGBM15WCVFB | 30 | 0 |  | 3 1/4" X 10" | Vertical | WS | 0.019 | 110 | 1.5 |  |  | NO | N/A | N/A | N/A | N/A | N/A | 4507382
| Kitchen Range Hoods | Microwave | Electrolux | Frigidaire Gallery | FGBM15WCVFB | 30 | 0 |  | 3 1/4" X 10" | Vertical | HS | 0.1 | 240 | 6 |  |  | NO | N/A | N/A | N/A | N/A | N/A | 4507382
| Kitchen Range Hoods | Microwave | Electrolux | Frigidaire Gallery | FGBM15WCVFB | 30 | 0 |  | 3 1/4" X 10" | Horizontal | HS | 0.1 | 210 | 7 |  |  | NO | N/A | N/A | N/A | N/A | N/A | 4507382
| Kitchen Range Hoods | Microwave | Electrolux | Frigidaire Gallery | FGBM19WNVDA | 30 | 0 |  | 3 1/4" X 10" | Vertical | WS | 0.02 | 130 | 2 |  |  | NO | N/A | N/A | N/A | N/A | N/A | 4505840
| Kitchen Range Hoods | Microwave | Electrolux | Frigidaire Gallery | FGBM19WNVDA | 30 | 0 |  | 3 1/4" X 10" | Horizontal | WS | 0.021 | 120 | 2.5 |  |  | NO | N/A | N/A | N/A | N/A | N/A | 4505840
| Kitchen Range Hoods | Microwave | Electrolux | Frigidaire Gallery | FGBM19WNVDA | 30 | 0 |  | 3 1/4" X 10" | Vertical | HS | 0.1 | 310 | 7.5 |  |  | NO | N/A | N/A | N/A | N/A | N/A | 4505840
| Kitchen Range Hoods | Microwave | Electrolux | Frigidaire Gallery | FGBM19WNVDA | 30 | 0 |  | 3 1/4" X 10" | Horizontal | HS | 0.1 | 280 | 8 |  |  | NO | N/A | N/A | N/A | N/A | N/A | 4505840
| Kitchen Range Hoods | Microwave | Electrolux | Frigidaire Gallery | FGBM19WNVDB | 30 | 0 |  | 3 1/4" x 10" | Horizontal | WS | 0.021 | 120 | 2.5 |  |  | NO | N/A | N/A | N/A | N/A | N/A | 4507381
| Kitchen Range Hoods | Microwave | Electrolux | Frigidaire Gallery | FGBM19WNVDB | 30 | 0 |  | 3 1/4" x 10" | Vertical | WS | 0.02 | 130 | 2 |  |  | NO | N/A | N/A | N/A | N/A | N/A | 4507381
| Kitchen Range Hoods | Microwave | Electrolux | Frigidaire Gallery | FGBM19WNVDB | 30 | 0 |  | 3 1/4" x 10" | Vertical | HS | 0.1 | 310 | 7.5 |  |  | NO | N/A | N/A | N/A | N/A | N/A | 4507381
| Kitchen Range Hoods | Microwave | Electrolux | Frigidaire Gallery | FGBM19WNVDB | 30 | 0 |  | 3 1/4" x 10" | Horizontal | HS | 0.1 | 280 | 8 |  |  | NO | N/A | N/A | N/A | N/A | N/A | 4507381
| Kitchen Range Hoods | Microwave | Electrolux | Frigidaire Gallery | FGBM19WNVF | 30 | 0 |  | 3 1/4" x 10" | Horizontal Exhaust | HS | 0.1 | 280 | 8 |  |  | NO | N/A | N/A | N/A | N/A | N/A | 4505838
| Kitchen Range Hoods | Microwave | Electrolux | Frigidaire Gallery | FGBM19WNVF | 30 | 0 |  | 3 1/4" x 10" | Vertical Exhaust | HS | 0.1 | 310 | 7.5 |  |  | NO | N/A | N/A | N/A | N/A | N/A | 4505838
| Kitchen Range Hoods | Microwave | Electrolux | Frigidaire Gallery | FGBM19WNVF | 30 | 0 |  | 3 1/4" x 10" | Horizontal Exhaust | WS | 0.021 | 120 | 2.5 |  |  | NO | N/A | N/A | N/A | N/A | N/A | 4505838
| Kitchen Range Hoods | Microwave | Electrolux | Frigidaire Gallery | FGBM19WNVF | 30 | 0 |  | 3 1/4" x 10" | Vertical Exhaust | WS | 0.02 | 130 | 2 |  |  | NO | N/A | N/A | N/A | N/A | N/A | 4505838
| Kitchen Range Hoods | Microwave | Electrolux | Frigidaire Gallery | FGBM19WNVFA | 30 | 0 |  | 3 1/4" X 10" | Vertical | WS | 0.02 | 130 | 2 |  |  | NO | N/A | N/A | N/A | N/A | N/A | 4505839
| Kitchen Range Hoods | Microwave | Electrolux | Frigidaire Gallery | FGBM19WNVFA | 30 | 0 |  | 3 1/4" X 10" | Horizontal | WS | 0.021 | 120 | 2.5 |  |  | NO | N/A | N/A | N/A | N/A | N/A | 4505839
| Kitchen Range Hoods | Microwave | Electrolux | Frigidaire Gallery | FGBM19WNVFA | 30 | 0 |  | 3 1/4" X 10" | Vertical | HS | 0.1 | 310 | 7.5 |  |  | NO | N/A | N/A | N/A | N/A | N/A | 4505839
| Kitchen Range Hoods | Microwave | Electrolux | Frigidaire Gallery | FGBM19WNVFA | 30 | 0 |  | 3 1/4" X 10" | Horizontal | HS | 0.1 | 280 | 8 |  |  | NO | N/A | N/A | N/A | N/A | N/A | 4505839
| Kitchen Range Hoods | Microwave | Electrolux | Frigidaire Gallery | FGBM19WNVFB | 30 | 0 |  | 3 1/4" x 10" | Horizontal | WS | 0.021 | 120 | 2.5 |  |  | NO | N/A | N/A | N/A | N/A | N/A | 4507352
| Kitchen Range Hoods | Microwave | Electrolux | Frigidaire Gallery | FGBM19WNVFB | 30 | 0 |  | 3 1/4" x 10" | Vertical | WS | 0.02 | 130 | 2 |  |  | NO | N/A | N/A | N/A | N/A | N/A | 4507352
| Kitchen Range Hoods | Microwave | Electrolux | Frigidaire Gallery | FGBM19WNVFB | 30 | 0 |  | 3 1/4" x 10" | Vertical | HS | 0.1 | 310 | 7.5 |  |  | NO | N/A | N/A | N/A | N/A | N/A | 4507352
| Kitchen Range Hoods | Microwave | Electrolux | Frigidaire Gallery | FGBM19WNVFB | 30 | 0 |  | 3 1/4" x 10" | Horizontal | HS | 0.1 | 280 | 8 |  |  | NO | N/A | N/A | N/A | N/A | N/A | 4507352
| Inline Fans | Single-port | Systemair Inc. | Fantech | FGC 10 EC |  | 0 |  | 10" | Horizontal | HS | 0.2 | 460 |  | 89.8 |  | Yes | Yes | Yes | Yes | Yes | Yes | 3004692
| Inline Fans | Single-port | Systemair Inc. | Fantech | FGC 10XL (40380) |  | 0 |  | 10" | Horizontal | HS | 0.2 | 610 |  | 201 |  | NO | Yes | Yes | Yes | No | No | 3005077
| Inline Fans | Single-port | Systemair Inc. | Fantech | FGC 4 (40420) |  | 0 |  | 4" | Horizontal | HS | 0.2 | 100 |  | 25 |  | Yes | Yes | Yes | Yes | Yes | Yes | 3005016
| Inline Fans | Single-port | Systemair Inc. | Fantech | FGC 5 (40421) |  | 0 |  | 5" | Horizontal | HS | 0.2 | 120 |  | 20 |  | Yes | Yes | Yes | Yes | Yes | Yes | 3005154
| Inline Fans | Single-port | Systemair Inc. | Fantech | FGC 5XL (40422) |  | 0 |  | 5" | Horizontal | HS | 0.2 | 190 |  | 79 |  | NO | Yes | Yes | Yes | No | No | 3004988
| Inline Fans | Single-port | Systemair Inc. | Fantech | FGC 6 (40381) |  | 0 |  | 6" | Horizontal | HS | 0.2 | 260 |  | 68 |  | Yes | Yes | Yes | Yes | Yes | Yes | 3005015
| Inline Fans | Single-port | Systemair Inc. | Fantech | FGC 6M (40566) |  | 0 |  | 6" | Horizontal | HS | 0.2 | 340 |  | 106 |  | NO | Yes | Yes | Yes | No | No | 3005097
| Inline Fans | Single-port | Systemair Inc. | Fantech | FGC 6M EC |  | 0 |  | 6" | Horizontal | HS | 0.2 | 330 |  | 75.3 |  | Yes | Yes | Yes | Yes | Yes | Yes | 3004695
| Inline Fans | Single-port | Systemair Inc. | Fantech | FGC 6XL (40378) |  | 0 |  | 6" | Horizontal | HS | 0.2 | 450 |  | 145 |  | NO | Yes | Yes | Yes | No | No | 3005262
| Inline Fans | Single-port | Systemair Inc. | Fantech | FGC 8 (40423) |  | 0 |  | 8" | Horizontal | HS | 0.2 | 390 |  | 98 |  | Yes | Yes | Yes | Yes | Yes | Yes | 3005261
| Inline Fans | Single-port | Systemair Inc. | Fantech | FGC 8 EC |  | 0 |  | 8" | Horizontal | HS | 0.2 | 380 |  | 70.6 |  | Yes | Yes | Yes | Yes | Yes | Yes | 3004711
| Inline Fans | Single-port | Systemair Inc. | Fantech | FGC 8XL (40379) |  | 0 |  | 8" | Horizontal | HS | 0.2 | 450 |  | 138 |  | NO | Yes | Yes | Yes | No | No | 3005074
| Kitchen Range Hoods | Microwave | Electrolux | Frigidaire Gallery | FGMV155CTFC | 30 | 0 |  | 3 1/4" X 10" | Vertical | WS | 0.019 | 110 | 1.5 |  |  | NO | N/A | N/A | N/A | N/A | N/A | 4507358
| Kitchen Range Hoods | Microwave | Electrolux | Frigidaire Gallery | FGMV155CTFC | 30 | 0 |  | 3 1/4" X 10" | Vertical | HS | 0.1 | 240 | 6 |  |  | NO | N/A | N/A | N/A | N/A | N/A | 4507358
| Kitchen Range Hoods | Microwave | Electrolux | Frigidaire Gallery | FGMV155CTFC | 30 | 0 |  | 3 1/4" X 10" | Horizontal | WS | 0.025 | 100 | 2.5 |  |  | NO | N/A | N/A | N/A | N/A | N/A | 4507358
| Kitchen Range Hoods | Microwave | Electrolux | Frigidaire Gallery | FGMV155CTFC | 30 | 0 |  | 3 1/4" X 10" | Horizontal | HS | 0.1 | 210 | 7 |  |  | NO | N/A | N/A | N/A | N/A | N/A | 4507358
| Kitchen Range Hoods | Microwave | Electrolux | Frigidaire Gallery | FGMV176NTBC | 30 | 0 |  | 3 1/4" X 10" | Horizontal | WS | 0.021 | 100 | 1.3 |  |  | NO | N/A | N/A | N/A | N/A | N/A | 4505828
| Kitchen Range Hoods | Microwave | Electrolux | Frigidaire Gallery | FGMV176NTBC | 30 | 0 |  | 3 1/4" X 10" | Vertical | WS | 0.018 | 100 | 1.2 |  |  | NO | N/A | N/A | N/A | N/A | N/A | 4505828
| Kitchen Range Hoods | Microwave | Electrolux | Frigidaire Gallery | FGMV176NTBC | 30 | 0 |  | 3 1/4" X 10" | Vertical | HS | 0.1 | 240 | 7 |  |  | NO | N/A | N/A | N/A | N/A | N/A | 4505828
| Kitchen Range Hoods | Microwave | Electrolux | Frigidaire Gallery | FGMV176NTBC | 30 | 0 |  | 3 1/4" X 10" | Horizontal | HS | 0.1 | 230 | 6 |  |  | NO | N/A | N/A | N/A | N/A | N/A | 4505828
| Kitchen Range Hoods | Microwave | Electrolux | Frigidaire Gallery | FGMV176NTD | 30 | 0 |  | 3 1/4" X 10" | Horizontal Exhaust | WS | 0.021 | 100 | 1.3 |  |  | NO | N/A | N/A | N/A | N/A | N/A | 4505818
| Kitchen Range Hoods | Microwave | Electrolux | Frigidaire Gallery | FGMV176NTD | 30 | 0 |  | 3 1/4" X 10" | Vertical Exhaust | WS | 0.018 | 100 | 1.2 |  |  | NO | N/A | N/A | N/A | N/A | N/A | 4505818
| Kitchen Range Hoods | Microwave | Electrolux | Frigidaire Gallery | FGMV176NTD | 30 | 0 |  | 3 1/4" X 10" | Horizontal Exhaust | HS | 0.1 | 230 | 6 |  |  | NO | N/A | N/A | N/A | N/A | N/A | 4505818
| Kitchen Range Hoods | Microwave | Electrolux | Frigidaire Gallery | FGMV176NTD | 30 | 0 |  | 3 1/4" X 10" | Vertical Exhaust | HS | 0.1 | 240 | 7 |  |  | NO | N/A | N/A | N/A | N/A | N/A | 4505818
| Kitchen Range Hoods | Microwave | Electrolux | Frigidaire Gallery | FGMV176NTDC | 30 | 0 |  | 3 1/4" X 10" | Vertical | WS | 0.018 | 100 | 1.2 |  |  | NO | N/A | N/A | N/A | N/A | N/A | 4505819
| Kitchen Range Hoods | Microwave | Electrolux | Frigidaire Gallery | FGMV176NTDC | 30 | 0 |  | 3 1/4" X 10" | Horizontal | WS | 0.021 | 100 | 1.3 |  |  | NO | N/A | N/A | N/A | N/A | N/A | 4505819
| Kitchen Range Hoods | Microwave | Electrolux | Frigidaire Gallery | FGMV176NTDC | 30 | 0 |  | 3 1/4" X 10" | Vertical | HS | 0.1 | 240 | 7 |  |  | NO | N/A | N/A | N/A | N/A | N/A | 4505819
| Kitchen Range Hoods | Microwave | Electrolux | Frigidaire Gallery | FGMV176NTDC | 30 | 0 |  | 3 1/4" X 10" | Horizontal | HS | 0.1 | 230 | 6 |  |  | NO | N/A | N/A | N/A | N/A | N/A | 4505819
| Kitchen Range Hoods | Microwave | Electrolux | Frigidaire Gallery | FGMV176NTFC | 30 | 0 |  | 3 1/4" X 10" | Horizontal | WS | 0.021 | 100 | 1.3 |  |  | NO | N/A | N/A | N/A | N/A | N/A | 4505824
| Kitchen Range Hoods | Microwave | Electrolux | Frigidaire Gallery | FGMV176NTFC | 30 | 0 |  | 3 1/4" X 10" | Vertical | WS | 0.018 | 100 | 1.2 |  |  | NO | N/A | N/A | N/A | N/A | N/A | 4505824
| Kitchen Range Hoods | Microwave | Electrolux | Frigidaire Gallery | FGMV176NTFC | 30 | 0 |  | 3 1/4" X 10" | Vertical | HS | 0.1 | 240 | 7 |  |  | NO | N/A | N/A | N/A | N/A | N/A | 4505824
| Kitchen Range Hoods | Microwave | Electrolux | Frigidaire Gallery | FGMV176NTFC | 30 | 0 |  | 3 1/4" X 10" | Horizontal | HS | 0.1 | 230 | 6 |  |  | NO | N/A | N/A | N/A | N/A | N/A | 4505824
| Kitchen Range Hoods | Microwave | Electrolux | Frigidaire Gallery | FGMV176NTWC | 30 | 0 |  | 3 1/4" X 10" | Horizontal | WS | 0.021 | 100 | 1.3 |  |  | NO | N/A | N/A | N/A | N/A | N/A | 4505826
| Kitchen Range Hoods | Microwave | Electrolux | Frigidaire Gallery | FGMV176NTWC | 30 | 0 |  | 3 1/4" X 10" | Vertical | WS | 0.018 | 100 | 1.2 |  |  | NO | N/A | N/A | N/A | N/A | N/A | 4505826
| Kitchen Range Hoods | Microwave | Electrolux | Frigidaire Gallery | FGMV176NTWC | 30 | 0 |  | 3 1/4" X 10" | Vertical | HS | 0.1 | 240 | 7 |  |  | NO | N/A | N/A | N/A | N/A | N/A | 4505826
| Kitchen Range Hoods | Microwave | Electrolux | Frigidaire Gallery | FGMV176NTWC | 30 | 0 |  | 3 1/4" X 10" | Horizontal | HS | 0.1 | 230 | 6 |  |  | NO | N/A | N/A | N/A | N/A | N/A | 4505826
| Kitchen Range Hoods | Microwave | Electrolux | Frigidaire Gallery | FGMV17WNVDA | 30 | 0 |  | 3 1/4" X 10" | Horizontal | WS | 0.021 | 100 | 1.3 |  |  | NO | N/A | N/A | N/A | N/A | N/A | 4505827
| Kitchen Range Hoods | Microwave | Electrolux | Frigidaire Gallery | FGMV17WNVDA | 30 | 0 |  | 3 1/4" X 10" | Vertical | WS | 0.018 | 100 | 1.2 |  |  | NO | N/A | N/A | N/A | N/A | N/A | 4505827
| Kitchen Range Hoods | Microwave | Electrolux | Frigidaire Gallery | FGMV17WNVDA | 30 | 0 |  | 3 1/4" X 10" | Vertical | HS | 0.1 | 240 | 7 |  |  | NO | N/A | N/A | N/A | N/A | N/A | 4505827
| Kitchen Range Hoods | Microwave | Electrolux | Frigidaire Gallery | FGMV17WNVDA | 30 | 0 |  | 3 1/4" X 10" | Horizontal | HS | 0.1 | 230 | 6 |  |  | NO | N/A | N/A | N/A | N/A | N/A | 4505827
| Kitchen Range Hoods | Microwave | Electrolux | Frigidaire Gallery | FGMV17WNVFA | 30 | 0 |  | 3 1/4" X 10" | Horizontal | WS | 0.021 | 100 | 1.3 |  |  | NO | N/A | N/A | N/A | N/A | N/A | 4505829
| Kitchen Range Hoods | Microwave | Electrolux | Frigidaire Gallery | FGMV17WNVFA | 30 | 0 |  | 3 1/4" X 10" | Vertical | WS | 0.018 | 100 | 1.2 |  |  | NO | N/A | N/A | N/A | N/A | N/A | 4505829
| Kitchen Range Hoods | Microwave | Electrolux | Frigidaire Gallery | FGMV17WNVFA | 30 | 0 |  | 3 1/4" X 10" | Vertical | HS | 0.1 | 240 | 7 |  |  | NO | N/A | N/A | N/A | N/A | N/A | 4505829
| Kitchen Range Hoods | Microwave | Electrolux | Frigidaire Gallery | FGMV17WNVFA | 30 | 0 |  | 3 1/4" X 10" | Horizontal | HS | 0.1 | 230 | 6 |  |  | NO | N/A | N/A | N/A | N/A | N/A | 4505829
| Kitchen Range Hoods | Island Hood | Electrolux | Frigidaire | FHPC4260LSB | 42 | 0 |  | 6" | Vertical Exhaust | HS | 0.1 | 570 | 13.5 | 401 |  | NO | N/A | N/A | N/A | N/A | N/A | 4507732
| Kitchen Range Hoods | Island Hood | Electrolux | Frigidaire | FHPC4260LSB | 42 | 0 |  | 6" | Vertical Exhaust | MS | 0.1 | 270 | 4.5 | 177 |  | NO | N/A | N/A | N/A | N/A | N/A | 4507732
| Kitchen Range Hoods | Island Hood | Electrolux | Frigidaire | FHPC4260LSB | 42 | 0 |  | 6" | Vertical Exhaust | LS | 0.1 | 180 | 2.5 | 112 |  | NO | N/A | N/A | N/A | N/A | N/A | 4507732
| Kitchen Range Hoods | Chimney Hood | Electrolux | Frigidaire | FHWC3055LSB | 30 | 0 |  | 6" | Vertical Exhaust | HS | 0.1 | 560 | 14.5 | 414 |  | NO | N/A | N/A | N/A | N/A | N/A | 4507731
| Kitchen Range Hoods | Chimney Hood | Electrolux | Frigidaire | FHWC3055LSB | 30 | 0 |  | 6" | Vertical Exhaust | MS | 0.1 | 260 | 4.5 | 177 |  | NO | N/A | N/A | N/A | N/A | N/A | 4507731
| Kitchen Range Hoods | Chimney Hood | Electrolux | Frigidaire | FHWC3055LSB | 30 | 0 |  | 6" | Vertical Exhaust | LS | 0.1 | 190 | 2.5 | 112 |  | NO | N/A | N/A | N/A | N/A | N/A | 4507731
| Kitchen Range Hoods | Chimney Hood | Electrolux | Frigidaire | FHWC3060LSB | 30 | 0 |  | 6" | Vertical Exhaust | HS | 0.1 | 530 | 13.5 | 399 |  | NO | N/A | N/A | N/A | N/A | N/A | 4507733
| Kitchen Range Hoods | Chimney Hood | Electrolux | Frigidaire | FHWC3060LSB | 30 | 0 |  | 6" | Vertical Exhaust | MS | 0.1 | 250 | 4.5 | 176 |  | NO | N/A | N/A | N/A | N/A | N/A | 4507733
| Kitchen Range Hoods | Chimney Hood | Electrolux | Frigidaire | FHWC3060LSB | 30 | 0 |  | 6" | Vertical Exhaust | LS | 0.1 | 180 | 2.5 | 111 |  | NO | N/A | N/A | N/A | N/A | N/A | 4507733
| Kitchen Range Hoods | Chimney Hood | Electrolux | Frigidaire | FHWC3070LS | 30 | 0 |  | 6" | Vertical | HS | 0.1 | 340 | 5.5 |  |  | NO | N/A | N/A | N/A | N/A | N/A | 4508517
| Kitchen Range Hoods | Chimney Hood | Electrolux | Frigidaire | FHWC3070LS | 30 | 0 |  | 6" | Vertical | LS | 0.1 | 220 | 2.5 |  |  | NO | N/A | N/A | N/A | N/A | N/A | 4508517
| Kitchen Range Hoods | Chimney Hood | Electrolux | Frigidaire | FHWC3075LS | 30 | 0 |  | 6" | Vertical | LS | 0.1 | 240 | 3 |  |  | NO | N/A | N/A | N/A | N/A | N/A | 4508509
| Kitchen Range Hoods | Chimney Hood | Electrolux | Frigidaire | FHWC3075LS | 30 | 0 |  | 6" | Vertical | HS | 0.1 | 350 | 5.5 |  |  | NO | N/A | N/A | N/A | N/A | N/A | 4508509
| Kitchen Range Hoods | Chimney Hood | Electrolux | Frigidaire | FHWC3655LSB | 36 | 0 |  | 6" | Vertical Exhaust | HS | 0.1 | 560 | 14.5 | 415 |  | NO | N/A | N/A | N/A | N/A | N/A | 4507730
| Kitchen Range Hoods | Chimney Hood | Electrolux | Frigidaire | FHWC3655LSB | 36 | 0 |  | 6" | Vertical Exhaust | MS | 0.1 | 260 | 4.5 | 174 |  | NO | N/A | N/A | N/A | N/A | N/A | 4507730
| Kitchen Range Hoods | Chimney Hood | Electrolux | Frigidaire | FHWC3655LSB | 36 | 0 |  | 6" | Vertical Exhaust | LS | 0.1 | 190 | 2.5 | 109 |  | NO | N/A | N/A | N/A | N/A | N/A | 4507730
| Kitchen Range Hoods | Chimney Hood | Electrolux | Frigidaire | FHWC3660LSB | 36 | 0 |  | 6" | Vertical Exhaust | HS | 0.1 | 520 | 13.5 | 404 |  | NO | N/A | N/A | N/A | N/A | N/A | 4507734
| Kitchen Range Hoods | Chimney Hood | Electrolux | Frigidaire | FHWC3660LSB | 36 | 0 |  | 6" | Vertical Exhaust | MS | 0.1 | 250 | 4.5 | 178 |  | NO | N/A | N/A | N/A | N/A | N/A | 4507734
| Kitchen Range Hoods | Chimney Hood | Electrolux | Frigidaire | FHWC3660LSB | 36 | 0 |  | 6" | Vertical Exhaust | LS | 0.1 | 170 | 2.5 | 111 |  | NO | N/A | N/A | N/A | N/A | N/A | 4507734
| Kitchen Range Hoods | Chimney Hood | Electrolux | Frigidaire | FHWC3670LS | 36 | 0 |  | 6" | Vertical | HS | 0.1 | 340 | 5.5 |  |  | NO | N/A | N/A | N/A | N/A | N/A | 4508518
| Kitchen Range Hoods | Chimney Hood | Electrolux | Frigidaire | FHWC3670LS | 36 | 0 |  | 6" | Vertical | LS | 0.1 | 220 | 2.5 |  |  | NO | N/A | N/A | N/A | N/A | N/A | 4508518
| Kitchen Range Hoods | Chimney Hood | Electrolux | Frigidaire | FHWC3675LS | 36 | 0 |  | 6" | Vertical | LS | 0.1 | 240 | 3 |  |  | NO | N/A | N/A | N/A | N/A | N/A | 4508510
| Kitchen Range Hoods | Chimney Hood | Electrolux | Frigidaire | FHWC3675LS | 36 | 0 |  | 6" | Vertical | HS | 0.1 | 350 | 5.5 |  |  | NO | N/A | N/A | N/A | N/A | N/A | 4508510
| Inline Fans | Single-port | Broan-NuTone LLC | Broan | FIN-180B |  | 0 |  | 6" | Horizontal Supply 1 | 30 CFM | 0.2 | 30 |  | 6.8 | 4.4 | Yes | Yes | Yes | Yes | Yes | Yes | 3004649
| Inline Fans | Single-port | Broan-NuTone LLC | Broan | FIN-180B |  | 0 |  | 6" | Horizontal Supply 1 | 60 CFM | 0.2 | 60 |  | 8.9 | 6.7 | Yes | Yes | Yes | Yes | Yes | Yes | 3004649
| Inline Fans | Single-port | Broan-NuTone LLC | Broan | FIN-180B |  | 0 |  | 6" | Horizontal Supply 1 | 90 CFM | 0.2 | 90 |  | 10.8 | 8.3 | Yes | Yes | Yes | Yes | Yes | Yes | 3004649
| Inline Fans | Single-port | Broan-NuTone LLC | Broan | FIN-180B |  | 0 |  | 6" | Horizontal Supply 1 | 120 CFM | 0.2 | 120 |  | 14.4 | 8.3 | Yes | Yes | Yes | Yes | Yes | Yes | 3004649
| Inline Fans | Single-port | Broan-NuTone LLC | Broan | FIN-180B |  | 0 |  | 6" | Horizontal Supply | 120 CFM | 0.4 | 120 |  | 22.5 | 5.3 | Yes | Yes | Yes | Yes | Yes | Yes | 3004649
| Inline Fans | Single-port | Broan-NuTone LLC | Broan | FIN-180B |  | 0 |  | 6" | Horizontal Supply 1 | HS | 0.2 | 180 |  | 27 | 6.6 | Yes | Yes | Yes | Yes | Yes | Yes | 3004649
| Inline Fans | Single-port | Broan-NuTone LLC | Broan | FIN-180B |  | 0 |  | 6" | Horizontal Supply | HS | 0.4 | 170 |  | 37.7 | 4.5 | Yes | Yes | Yes | Yes | Yes | Yes | 3004649
| Inline Fans | Single-port | Broan-NuTone LLC | Broan | FIN-180B-HW |  | 0 |  | 6" | Horizontal | 90 CFM | 0.2 | 90 |  | 10.8 | 8.3 | Yes | Yes | Yes | Yes | Yes | Yes | 3005091
| Inline Fans | Single-port | Broan-NuTone LLC | Broan | FIN-180B-HW |  | 0 |  | 6" | Horizontal | 60 CFM | 0.2 | 60 |  | 8.9 | 6.7 | Yes | Yes | Yes | Yes | Yes | Yes | 3005091
| Inline Fans | Single-port | Broan-NuTone LLC | Broan | FIN-180B-HW |  | 0 |  | 6" | Horizontal | 30 CFM | 0.2 | 30 |  | 6.8 | 4.4 | Yes | Yes | Yes | Yes | Yes | Yes | 3005091
| Inline Fans | Single-port | Broan-NuTone LLC | Broan | FIN-180B-HW |  | 0 |  | 6" | Horizontal | 120 CFM | 0.4 | 120 |  | 22.5 | 5.3 | Yes | Yes | Yes | Yes | Yes | Yes | 3005091
| Inline Fans | Single-port | Broan-NuTone LLC | Broan | FIN-180B-HW |  | 0 |  | 6" | Horizontal | 120 CFM | 0.2 | 120 |  | 14.4 | 8.3 | Yes | Yes | Yes | Yes | Yes | Yes | 3005091
| Inline Fans | Single-port | Broan-NuTone LLC | Broan | FIN-180B-HW |  | 0 |  | 6" | Horizontal | HS | 0.4 | 170 |  | 37.7 | 4.5 | Yes | Yes | Yes | Yes | Yes | Yes | 3005091
| Inline Fans | Single-port | Broan-NuTone LLC | Broan | FIN-180B-HW |  | 0 |  | 6" | Horizontal | HS | 0.2 | 180 |  | 27 | 6.6 | Yes | Yes | Yes | Yes | Yes | Yes | 3005091
| Inline Fans | Single-port | Broan-NuTone LLC | Broan | FIN-180P |  | 0 |  | 6" | Horizontal Supply 1 | HS | 0.2 | 180 |  | 28.2 | 6.3 | Yes | Yes | Yes | Yes | Yes | Yes | 3004648
| Inline Fans | Single-port | Broan-NuTone LLC | Broan | FIN-180P |  | 0 |  | 6" | Horizontal Supply | HS | 0.4 | 170 |  | 40 | 4.2 | Yes | Yes | Yes | Yes | Yes | Yes | 3004648
| Inline Fans | Single-port | Broan-NuTone LLC | Broan | FIN-180P |  | 0 |  | 6" | Horizontal Supply 1 | 130 CFM | 0.2 | 130 |  | 18.2 | 7.1 | Yes | Yes | Yes | Yes | Yes | Yes | 3004648
| Inline Fans | Single-port | Broan-NuTone LLC | Broan | FIN-180P |  | 0 |  | 6" | Horizontal Supply | 130 CFM | 0.4 | 130 |  | 26.5 | 4.9 | Yes | Yes | Yes | Yes | Yes | Yes | 3004648
| Inline Fans | Single-port | Broan-NuTone LLC | Broan | FIN-180P-HW |  | 0 |  | 6" | Horizontal | HS | 0.2 | 180 |  | 28.2 | 6.3 | Yes | Yes | Yes | Yes | Yes | Yes | 3005090
| Inline Fans | Single-port | Broan-NuTone LLC | Broan | FIN-180P-HW |  | 0 |  | 6" | Horizontal | HS | 0.4 | 170 |  | 40 | 4.2 | Yes | Yes | Yes | Yes | Yes | Yes | 3005090
| Inline Fans | Single-port | Broan-NuTone LLC | Broan | FIN-180P-HW |  | 0 |  | 6" | Horizontal | 130 CFM | 0.2 | 130 |  | 18.2 | 7.1 | Yes | Yes | Yes | Yes | Yes | Yes | 3005090
| Inline Fans | Single-port | Broan-NuTone LLC | Broan | FIN-180P-HW |  | 0 |  | 6" | Horizontal | 130 CFM | 0.4 | 130 |  | 26.5 | 4.9 | Yes | Yes | Yes | Yes | Yes | Yes | 3005090
| Bathroom Exhaust Fans |  | GTR Technologies Inc. | DewStop - Breeze Easy | FL300-2W |  | 0 |  | 4" | Horizontal Exhaust | 110 CFM | 0.25 | 80 |  | 26.3 |  | Yes | Yes | Yes | Yes | Yes | Yes | 1007644
| Bathroom Exhaust Fans |  | GTR Technologies Inc. | DewStop - Breeze Easy | FL300-2W |  | 0 |  | 4" | Horizontal Exhaust | 110 CFM | 0.1 | 110 | 1 | 26.7 |  | Yes | Yes | Yes | Yes | Yes | Yes | 1007644
| Bathroom Exhaust Fans |  | GTR Technologies Inc. | DewStop - Breeze Easy | FL300-2W |  | 0 |  | 4" | Horizontal Exhaust | 80 CFM | 0.25 | 60 |  | 20.1 |  | Yes | Yes | Yes | Yes | Yes | Yes | 1007644
| Bathroom Exhaust Fans |  | GTR Technologies Inc. | DewStop - Breeze Easy | FL300-2W |  | 0 |  | 4" | Horizontal Exhaust | 80 CFM | 0.1 | 80 | 0.5 | 20.6 |  | Yes | Yes | Yes | Yes | Yes | Yes | 1007644
| Kitchen Range Hoods | Microwave | FURRION LTD. | Furrion | FMCM15-BL-A | 30 | 0 |  | 3 1/4" X 10" | Horizontal | WS | 0.025 | 100 | 2.5 |  |  | NO | N/A | N/A | N/A | N/A | N/A | 4507576
| Kitchen Range Hoods | Microwave | FURRION LTD. | Furrion | FMCM15-BL-A | 30 | 0 |  | 3 1/4" X 10" | Vertical | WS | 0.019 | 110 | 1.5 |  |  | NO | N/A | N/A | N/A | N/A | N/A | 4507576
| Kitchen Range Hoods | Microwave | FURRION LTD. | Furrion | FMCM15-BL-A | 30 | 0 |  | 3 1/4" X 10" | Vertical | HS | 0.1 | 240 | 6 |  |  | NO | N/A | N/A | N/A | N/A | N/A | 4507576
| Kitchen Range Hoods | Microwave | FURRION LTD. | Furrion | FMCM15-BL-A | 30 | 0 |  | 3 1/4" X 10" | Horizontal | HS | 0.1 | 210 | 7 |  |  | NO | N/A | N/A | N/A | N/A | N/A | 4507576
| Kitchen Range Hoods | Microwave | FURRION LTD. | Furrion | FMCM15-SS-A | 30 | 0 |  | 3 1/4" X 10" | Vertical | WS | 0.019 | 110 | 1.5 |  |  | NO | N/A | N/A | N/A | N/A | N/A | 4507360
| Kitchen Range Hoods | Microwave | FURRION LTD. | Furrion | FMCM15-SS-A | 30 | 0 |  | 3 1/4" X 10" | Vertical | HS | 0.1 | 240 | 6 |  |  | NO | N/A | N/A | N/A | N/A | N/A | 4507360
| Kitchen Range Hoods | Microwave | FURRION LTD. | Furrion | FMCM15-SS-A | 30 | 0 |  | 3 1/4" X 10" | Horizontal | WS | 0.025 | 100 | 2.5 |  |  | NO | N/A | N/A | N/A | N/A | N/A | 4507360
| Kitchen Range Hoods | Microwave | FURRION LTD. | Furrion | FMCM15-SS-A | 30 | 0 |  | 3 1/4" X 10" | Horizontal | HS | 0.1 | 210 | 7 |  |  | NO | N/A | N/A | N/A | N/A | N/A | 4507360
| Kitchen Range Hoods | Microwave | Electrolux | Frigidaire | FMOS1745BSA | 30 | 0 |  | 3 1/4" X 10" | Horizontal | WS | 0.019 | 110 | 2 |  |  | NO | N/A | N/A | N/A | N/A | N/A | 4508237
| Kitchen Range Hoods | Microwave | Electrolux | Frigidaire | FMOS1745BSA | 30 | 0 |  | 3 1/4" X 10" | Vertical | WS | 0.029 | 130 | 2 |  |  | NO | N/A | N/A | N/A | N/A | N/A | 4508237
| Kitchen Range Hoods | Microwave | Electrolux | Frigidaire | FMOS1745BSA | 30 | 0 |  | 3 1/4" X 10" | Vertical | HS | 0.1 | 250 | 6 |  |  | NO | N/A | N/A | N/A | N/A | N/A | 4508237
| Kitchen Range Hoods | Microwave | Electrolux | Frigidaire | FMOS1745BSA | 30 | 0 |  | 3 1/4" X 10" | Horizontal | HS | 0.1 | 240 | 7.5 |  |  | NO | N/A | N/A | N/A | N/A | N/A | 4508237
| Kitchen Range Hoods | Microwave | Electrolux | Frigidaire | FMOS1746BBA | 30 | 0 |  | 3 1/4" X 10" | Horizontal | WS | 0.019 | 110 | 2 |  |  | NO | N/A | N/A | N/A | N/A | N/A | 4508360
| Kitchen Range Hoods | Microwave | Electrolux | Frigidaire | FMOS1746BBA | 30 | 0 |  | 3 1/4" X 10" | Vertical | WS | 0.029 | 130 | 2 |  |  | NO | N/A | N/A | N/A | N/A | N/A | 4508360
| Kitchen Range Hoods | Microwave | Electrolux | Frigidaire | FMOS1746BBA | 30 | 0 |  | 3 1/4" X 10" | Vertical | HS | 0.1 | 250 | 6 |  |  | NO | N/A | N/A | N/A | N/A | N/A | 4508360
| Kitchen Range Hoods | Microwave | Electrolux | Frigidaire | FMOS1746BBA | 30 | 0 |  | 3 1/4" X 10" | Horizontal | HS | 0.1 | 240 | 7.5 |  |  | NO | N/A | N/A | N/A | N/A | N/A | 4508360
| Kitchen Range Hoods | Microwave | Electrolux | Frigidaire | FMOS1746BSA | 30 | 0 |  | 3 1/4" X 10" | Horizontal | WS | 0.019 | 110 | 2 |  |  | NO | N/A | N/A | N/A | N/A | N/A | 4508267
| Kitchen Range Hoods | Microwave | Electrolux | Frigidaire | FMOS1746BSA | 30 | 0 |  | 3 1/4" X 10" | Vertical | WS | 0.029 | 130 | 2 |  |  | NO | N/A | N/A | N/A | N/A | N/A | 4508267
| Kitchen Range Hoods | Microwave | Electrolux | Frigidaire | FMOS1746BSA | 30 | 0 |  | 3 1/4" X 10" | Vertical | HS | 0.1 | 250 | 6 |  |  | NO | N/A | N/A | N/A | N/A | N/A | 4508267
| Kitchen Range Hoods | Microwave | Electrolux | Frigidaire | FMOS1746BSA | 30 | 0 |  | 3 1/4" X 10" | Horizontal | HS | 0.1 | 240 | 7.5 |  |  | NO | N/A | N/A | N/A | N/A | N/A | 4508267
| Kitchen Range Hoods | Microwave | Electrolux | Frigidaire | FMOS1746BWA | 30 | 0 |  | 3 1/4" X 10" | Horizontal | WS | 0.019 | 110 | 2 |  |  | NO | N/A | N/A | N/A | N/A | N/A | 4508361
| Kitchen Range Hoods | Microwave | Electrolux | Frigidaire | FMOS1746BWA | 30 | 0 |  | 3 1/4" X 10" | Vertical | WS | 0.029 | 130 | 2 |  |  | NO | N/A | N/A | N/A | N/A | N/A | 4508361
| Kitchen Range Hoods | Microwave | Electrolux | Frigidaire | FMOS1746BWA | 30 | 0 |  | 3 1/4" X 10" | Vertical | HS | 0.1 | 250 | 6 |  |  | NO | N/A | N/A | N/A | N/A | N/A | 4508361
| Kitchen Range Hoods | Microwave | Electrolux | Frigidaire | FMOS1746BWA | 30 | 0 |  | 3 1/4" X 10" | Horizontal | HS | 0.1 | 240 | 7.5 |  |  | NO | N/A | N/A | N/A | N/A | N/A | 4508361
| Kitchen Range Hoods | Microwave | Electrolux | Frigidaire | FMOS1846BB | 30 | 0 |  | 3 1/4" X 10" | Horizontal | WS | 0.025 | 110 | 2.5 |  |  | NO | N/A | N/A | N/A | N/A | N/A | 4508198
| Kitchen Range Hoods | Microwave | Electrolux | Frigidaire | FMOS1846BB | 30 | 0 |  | 3 1/4" X 10" | Horizontal | HS | 0.1 | 230 | 7 |  |  | NO | N/A | N/A | N/A | N/A | N/A | 4508198
| Kitchen Range Hoods | Microwave | Electrolux | Frigidaire | FMOS1846BB | 30 | 0 |  | 3 1/4" X 10" | Vertical | WS | 0.026 | 120 | 2.5 |  |  | NO | N/A | N/A | N/A | N/A | N/A | 4508198
| Kitchen Range Hoods | Microwave | Electrolux | Frigidaire | FMOS1846BB | 30 | 0 |  | 3 1/4" X 10" | Vertical | HS | 0.1 | 250 | 7 |  |  | NO | N/A | N/A | N/A | N/A | N/A | 4508198
| Kitchen Range Hoods | Microwave | Electrolux | Frigidaire | FMOS1846BBA | 30 | 0 |  | 3 1/4" X 10" | Horizontal | WS | 0.025 | 110 | 2.5 |  |  | NO | N/A | N/A | N/A | N/A | N/A | 4508203
| Kitchen Range Hoods | Microwave | Electrolux | Frigidaire | FMOS1846BBA | 30 | 0 |  | 3 1/4" X 10" | Horizontal | HS | 0.1 | 230 | 7 |  |  | NO | N/A | N/A | N/A | N/A | N/A | 4508203
| Kitchen Range Hoods | Microwave | Electrolux | Frigidaire | FMOS1846BBA | 30 | 0 |  | 3 1/4" X 10" | Vertical | WS | 0.026 | 120 | 2.5 |  |  | NO | N/A | N/A | N/A | N/A | N/A | 4508203
| Kitchen Range Hoods | Microwave | Electrolux | Frigidaire | FMOS1846BBA | 30 | 0 |  | 3 1/4" X 10" | Vertical | HS | 0.1 | 250 | 7 |  |  | NO | N/A | N/A | N/A | N/A | N/A | 4508203
| Kitchen Range Hoods | Microwave | Electrolux | Frigidaire | FMOS1846BD | 30 | 0 |  | 3 1/4" X 10" | Horizontal | WS | 0.025 | 110 | 2.5 |  |  | NO | N/A | N/A | N/A | N/A | N/A | 4508199
| Kitchen Range Hoods | Microwave | Electrolux | Frigidaire | FMOS1846BD | 30 | 0 |  | 3 1/4" X 10" | Horizontal | HS | 0.1 | 230 | 7 |  |  | NO | N/A | N/A | N/A | N/A | N/A | 4508199
| Kitchen Range Hoods | Microwave | Electrolux | Frigidaire | FMOS1846BD | 30 | 0 |  | 3 1/4" X 10" | Vertical | WS | 0.026 | 120 | 2.5 |  |  | NO | N/A | N/A | N/A | N/A | N/A | 4508199
| Kitchen Range Hoods | Microwave | Electrolux | Frigidaire | FMOS1846BD | 30 | 0 |  | 3 1/4" X 10" | Vertical | HS | 0.1 | 250 | 7 |  |  | NO | N/A | N/A | N/A | N/A | N/A | 4508199
| Kitchen Range Hoods | Microwave | Electrolux | Frigidaire | FMOS1846BDA | 30 | 0 |  | 3 1/4" X 10" | Horizontal | WS | 0.025 | 110 | 2.5 |  |  | NO | N/A | N/A | N/A | N/A | N/A | 4508204
| Kitchen Range Hoods | Microwave | Electrolux | Frigidaire | FMOS1846BDA | 30 | 0 |  | 3 1/4" X 10" | Horizontal | HS | 0.1 | 230 | 7 |  |  | NO | N/A | N/A | N/A | N/A | N/A | 4508204
| Kitchen Range Hoods | Microwave | Electrolux | Frigidaire | FMOS1846BDA | 30 | 0 |  | 3 1/4" X 10" | Vertical | WS | 0.026 | 120 | 2.5 |  |  | NO | N/A | N/A | N/A | N/A | N/A | 4508204
| Kitchen Range Hoods | Microwave | Electrolux | Frigidaire | FMOS1846BDA | 30 | 0 |  | 3 1/4" X 10" | Vertical | HS | 0.1 | 250 | 7 |  |  | NO | N/A | N/A | N/A | N/A | N/A | 4508204
| Kitchen Range Hoods | Microwave | Electrolux | Frigidaire | FMOS1846BS | 30 | 0 |  | 3 1/4" X 10" | Horizontal | WS | 0.025 | 110 | 2.5 |  |  | NO | N/A | N/A | N/A | N/A | N/A | 4508197
| Kitchen Range Hoods | Microwave | Electrolux | Frigidaire | FMOS1846BS | 30 | 0 |  | 3 1/4" X 10" | Horizontal | HS | 0.1 | 230 | 7 |  |  | NO | N/A | N/A | N/A | N/A | N/A | 4508197
| Kitchen Range Hoods | Microwave | Electrolux | Frigidaire | FMOS1846BS | 30 | 0 |  | 3 1/4" X 10" | Vertical | WS | 0.026 | 120 | 2.5 |  |  | NO | N/A | N/A | N/A | N/A | N/A | 4508197
| Kitchen Range Hoods | Microwave | Electrolux | Frigidaire | FMOS1846BS | 30 | 0 |  | 3 1/4" X 10" | Vertical | HS | 0.1 | 250 | 7 |  |  | NO | N/A | N/A | N/A | N/A | N/A | 4508197
| Kitchen Range Hoods | Microwave | Electrolux | Frigidaire | FMOS1846BSA | 30 | 0 |  | 3 1/4" X 10" | Horizontal | WS | 0.025 | 110 | 2.5 |  |  | NO | N/A | N/A | N/A | N/A | N/A | 4508201
| Kitchen Range Hoods | Microwave | Electrolux | Frigidaire | FMOS1846BSA | 30 | 0 |  | 3 1/4" X 10" | Vertical | WS | 0.026 | 120 | 2.5 |  |  | NO | N/A | N/A | N/A | N/A | N/A | 4508201
| Kitchen Range Hoods | Microwave | Electrolux | Frigidaire | FMOS1846BSA | 30 | 0 |  | 3 1/4" X 10" | Horizontal | HS | 0.1 | 230 | 7 |  |  | NO | N/A | N/A | N/A | N/A | N/A | 4508201
| Kitchen Range Hoods | Microwave | Electrolux | Frigidaire | FMOS1846BSA | 30 | 0 |  | 3 1/4" X 10" | Vertical | HS | 0.1 | 250 | 7 |  |  | NO | N/A | N/A | N/A | N/A | N/A | 4508201
| Kitchen Range Hoods | Microwave | Electrolux | Frigidaire | FMOS1846BW | 30 | 0 |  | 3 1/4" X 10" | Horizontal | WS | 0.025 | 110 | 2.5 |  |  | NO | N/A | N/A | N/A | N/A | N/A | 4508196
| Kitchen Range Hoods | Microwave | Electrolux | Frigidaire | FMOS1846BW | 30 | 0 |  | 3 1/4" X 10" | Horizontal | HS | 0.1 | 230 | 7 |  |  | NO | N/A | N/A | N/A | N/A | N/A | 4508196
| Kitchen Range Hoods | Microwave | Electrolux | Frigidaire | FMOS1846BW | 30 | 0 |  | 3 1/4" X 10" | Vertical | WS | 0.026 | 120 | 2.5 |  |  | NO | N/A | N/A | N/A | N/A | N/A | 4508196
| Kitchen Range Hoods | Microwave | Electrolux | Frigidaire | FMOS1846BW | 30 | 0 |  | 3 1/4" X 10" | Vertical | HS | 0.1 | 250 | 7 |  |  | NO | N/A | N/A | N/A | N/A | N/A | 4508196
| Kitchen Range Hoods | Microwave | Electrolux | Frigidaire | FMOS1846BWA | 30 | 0 |  | 3 1/4" X 10" | Horizontal | WS | 0.025 | 110 | 2.5 |  |  | NO | N/A | N/A | N/A | N/A | N/A | 4508202
| Kitchen Range Hoods | Microwave | Electrolux | Frigidaire | FMOS1846BWA | 30 | 0 |  | 3 1/4" X 10" | Horizontal | HS | 0.1 | 230 | 7 |  |  | NO | N/A | N/A | N/A | N/A | N/A | 4508202
| Kitchen Range Hoods | Microwave | Electrolux | Frigidaire | FMOS1846BWA | 30 | 0 |  | 3 1/4" X 10" | Vertical | WS | 0.026 | 120 | 2.5 |  |  | NO | N/A | N/A | N/A | N/A | N/A | 4508202
| Kitchen Range Hoods | Microwave | Electrolux | Frigidaire | FMOS1846BWA | 30 | 0 |  | 3 1/4" X 10" | Vertical | HS | 0.1 | 250 | 7 |  |  | NO | N/A | N/A | N/A | N/A | N/A | 4508202
| Kitchen Range Hoods | Microwave | Electrolux | Frigidaire | FMOS184LBF | 30 | 0 |  | 3 1/4" X 10" | Horizontal | WS | 0.025 | 110 | 2.5 |  |  | NO | N/A | N/A | N/A | N/A | N/A | 4508200
| Kitchen Range Hoods | Microwave | Electrolux | Frigidaire | FMOS184LBF | 30 | 0 |  | 3 1/4" X 10" | Horizontal | HS | 0.1 | 230 | 7 |  |  | NO | N/A | N/A | N/A | N/A | N/A | 4508200
| Kitchen Range Hoods | Microwave | Electrolux | Frigidaire | FMOS184LBF | 30 | 0 |  | 3 1/4" X 10" | Vertical | WS | 0.026 | 120 | 2.5 |  |  | NO | N/A | N/A | N/A | N/A | N/A | 4508200
| Kitchen Range Hoods | Microwave | Electrolux | Frigidaire | FMOS184LBF | 30 | 0 |  | 3 1/4" X 10" | Vertical | HS | 0.1 | 250 | 7 |  |  | NO | N/A | N/A | N/A | N/A | N/A | 4508200
| Kitchen Range Hoods | Microwave | Electrolux | Frigidaire | FMOS184LBFA | 30 | 0 |  | 3 1/4" X 10" | Horizontal | WS | 0.025 | 110 | 2.5 |  |  | NO | N/A | N/A | N/A | N/A | N/A | 4508205
| Kitchen Range Hoods | Microwave | Electrolux | Frigidaire | FMOS184LBFA | 30 | 0 |  | 3 1/4" X 10" | Horizontal | HS | 0.1 | 230 | 7 |  |  | NO | N/A | N/A | N/A | N/A | N/A | 4508205
| Kitchen Range Hoods | Microwave | Electrolux | Frigidaire | FMOS184LBFA | 30 | 0 |  | 3 1/4" X 10" | Vertical | WS | 0.026 | 120 | 2.5 |  |  | NO | N/A | N/A | N/A | N/A | N/A | 4508205
| Kitchen Range Hoods | Microwave | Electrolux | Frigidaire | FMOS184LBFA | 30 | 0 |  | 3 1/4" X 10" | Vertical | HS | 0.1 | 250 | 7 |  |  | NO | N/A | N/A | N/A | N/A | N/A | 4508205
| Kitchen Range Hoods | Microwave | Electrolux | Frigidaire | FMOW1852ASA | 30 | 0 |  | 3 1/4" X 10" | Vertical | WS | 0.026 | 120 | 2.5 |  |  | NO | N/A | N/A | N/A | N/A | N/A | 4508206
| Kitchen Range Hoods | Microwave | Electrolux | Frigidaire | FMOW1852ASA | 30 | 0 |  | 3 1/4" X 10" | Horizontal | WS | 0.025 | 110 | 2.5 |  |  | NO | N/A | N/A | N/A | N/A | N/A | 4508206
| Kitchen Range Hoods | Microwave | Electrolux | Frigidaire | FMOW1852ASA | 30 | 0 |  | 3 1/4" X 10" | Horizontal | HS | 0.1 | 230 | 7 |  |  | NO | N/A | N/A | N/A | N/A | N/A | 4508206
| Kitchen Range Hoods | Microwave | Electrolux | Frigidaire | FMOW1852ASA | 30 | 0 |  | 3 1/4" X 10" | Vertical | HS | 0.1 | 250 | 7 |  |  | NO | N/A | N/A | N/A | N/A | N/A | 4508206
| Kitchen Range Hoods | Microwave | Electrolux | Frigidaire Professional | FPBM3077RF | 30 | 0 |  | 3 1/4" x 10" | Horizontal Exhaust | WS | 0.024 | 140 | 2.5 |  |  | NO | N/A | N/A | N/A | N/A | N/A | 4505833
| Kitchen Range Hoods | Microwave | Electrolux | Frigidaire Professional | FPBM3077RF | 30 | 0 |  | 3 1/4" x 10" | Vertical Exhaust | WS | 0.024 | 140 | 2 |  |  | NO | N/A | N/A | N/A | N/A | N/A | 4505833
| Kitchen Range Hoods | Microwave | Electrolux | Frigidaire Professional | FPBM3077RF | 30 | 0 |  | 3 1/4" x 10" | Vertical Exhaust | HS | 0.1 | 300 | 7 |  |  | NO | N/A | N/A | N/A | N/A | N/A | 4505833
| Kitchen Range Hoods | Microwave | Electrolux | Frigidaire Professional | FPBM3077RF | 30 | 0 |  | 3 1/4" x 10" | Horizontal Exhaust | HS | 0.1 | 290 | 7 |  |  | NO | N/A | N/A | N/A | N/A | N/A | 4505833
| Kitchen Range Hoods | Microwave | Electrolux | Frigidaire Professional | FPBM3077RFC | 30 | 0 |  | 3 1/4" X 10" | Vertical | WS | 0.024 | 140 | 2 |  |  | NO | N/A | N/A | N/A | N/A | N/A | 4505834
| Kitchen Range Hoods | Microwave | Electrolux | Frigidaire Professional | FPBM3077RFC | 30 | 0 |  | 3 1/4" X 10" | Horizontal | WS | 0.024 | 140 | 2.5 |  |  | NO | N/A | N/A | N/A | N/A | N/A | 4505834
| Kitchen Range Hoods | Microwave | Electrolux | Frigidaire Professional | FPBM3077RFC | 30 | 0 |  | 3 1/4" X 10" | Vertical | HS | 0.1 | 300 | 7 |  |  | NO | N/A | N/A | N/A | N/A | N/A | 4505834
| Kitchen Range Hoods | Microwave | Electrolux | Frigidaire Professional | FPBM3077RFC | 30 | 0 |  | 3 1/4" X 10" | Horizontal | HS | 0.1 | 290 | 7 |  |  | NO | N/A | N/A | N/A | N/A | N/A | 4505834
| Inline Fans | Single-port | Systemair Inc. | Fantech | FR 100 (411330) |  | 0 |  | 4" | Horizontal | HS | 0.2 | 120 |  | 20 |  | Yes | Yes | Yes | Yes | Yes | Yes | 3005239
| Inline Fans | Single-port | Systemair Inc. | Fantech | FR 110 (411331) |  | 0 |  | 4" | Horizontal | HS | 0.2 | 160 |  | 66 |  | NO | No | No | No | No | No | 3005111
| Inline Fans | Single-port | Systemair Inc. | Fantech | FR 125 (411332) |  | 0 |  | 5" | Horizontal | HS | 0.2 | 130 |  | 20 |  | Yes | Yes | Yes | Yes | Yes | Yes | 3005118
| Inline Fans | Single-port | Systemair Inc. | Fantech | FR 150 (411334) |  | 0 |  | 6" | Horizontal | HS | 0.2 | 280 |  | 67 |  | Yes | Yes | Yes | Yes | Yes | Yes | 3005131
| Inline Fans | Single-port | Systemair Inc. | Fantech | FR 160 (411335) |  | 0 |  | 6" | Horizontal | HS | 0.2 | 290 |  | 105 |  | NO | Yes | Yes | Yes | No | No | 3005151
| Bathroom Exhaust Fans |  | Air King America LLC | Air King | FR100 |  | 0 |  | 4" | Horizontal | HS | 0.25 | 82 |  |  |  | Yes | Yes | Yes | Yes | Yes | Yes | 1008568
| Bathroom Exhaust Fans |  | Air King America LLC | Air King | FR100 |  | 0 |  | 4" | Horizontal | HS | 0.1 | 100 | 2 | 27.5 | 3.6 | Yes | Yes | Yes | Yes | Yes | Yes | 1008568
| Bathroom Exhaust Fans |  | Air King America LLC | Air King | FR50 |  | 0 |  | 4" | Horizontal | HS | 0.25 | 39 |  |  |  | Yes | Yes | Yes | Yes | Yes | Yes | 1008549
| Bathroom Exhaust Fans |  | Air King America LLC | Air King | FR50 |  | 0 |  | 4" | Horizontal | HS | 0.1 | 50 | 0.6 | 16 | 3.1 | Yes | Yes | Yes | Yes | Yes | Yes | 1008549
| Bathroom Exhaust Fans |  | Air King America LLC | Air King | FR80 |  | 0 |  | 4" | Horizontal | HS | 0.1 | 80 | 1 | 28.1 | 2.8 | Yes | Yes | Yes | Yes | Yes | Yes | 1008565
| Bathroom Exhaust Fans |  | Air King America LLC | Air King | FR80 |  | 0 |  | 4" | Horizontal | HS | 0.25 | 68 |  |  |  | Yes | Yes | Yes | Yes | Yes | Yes | 1008565
| Bathroom Exhaust Fans |  | Air King America LLC | Air King | FR80H |  | 0 |  | 4" | Horizontal | HS | 0.25 | 68 |  |  |  | Yes | Yes | Yes | Yes | Yes | Yes | 1008566
| Bathroom Exhaust Fans |  | Air King America LLC | Air King | FR80H |  | 0 |  | 4" | Horizontal | HS | 0.1 | 80 | 1 | 28.1 | 2.8 | Yes | Yes | Yes | Yes | Yes | Yes | 1008566
| Bathroom Exhaust Fans |  | Air King America LLC | Air King | FR90 |  | 0 |  | 4" | Horizontal | HS | 0.25 | 73 |  |  |  | Yes | Yes | Yes | Yes | Yes | Yes | 1008567
| Bathroom Exhaust Fans |  | Air King America LLC | Air King | FR90 |  | 0 |  | 4" | Horizontal | HS | 0.1 | 90 | 1.5 | 26 | 3.4 | Yes | Yes | Yes | Yes | Yes | Yes | 1008567
| Bathroom Exhaust Fans |  | Air King America LLC | Air King | FRAK100D |  | 0 |  | 4" | Horizontal | HS | 0.1 | 100 | 2 | 27.5 | 3.6 | Yes | Yes | Yes | Yes | Yes | Yes | 1005114
| Bathroom Exhaust Fans |  | Air King America LLC | Air King | FRAK100D |  | 0 |  | 4" | Horizontal | LS | 0.1 | 50 | 0.8 | 16 | 3.1 | Yes | Yes | Yes | Yes | Yes | Yes | 1005114
| Bathroom Exhaust Fans |  | Air King America LLC | Air King | FRAK100D |  | 0 |  | 4" | Horizontal | HS | 0.25 | 82 |  |  |  | Yes | Yes | Yes | Yes | Yes | Yes | 1005114
| Bathroom Exhaust Fans |  | Panasonic Eco Systems North America | Panasonic | FV-0510VS1 |  | 0 |  | 4" | Horizontal Exhaust | 100 CFM | 0.1 | 100 | 0.9 | 11.1 |  | Yes | Yes | Yes | Yes | Yes | Yes | 1007386
| Bathroom Exhaust Fans |  | Panasonic Eco Systems North America | Panasonic | FV-0510VS1 |  | 0 |  | 4" | Horizontal Exhaust | 100 CFM | 0.25 | 100 | 1.3 | 16 |  | Yes | Yes | Yes | Yes | Yes | Yes | 1007386
| Bathroom Exhaust Fans |  | Panasonic Eco Systems North America | Panasonic | FV-0510VS1 |  | 0 |  | 4" | Horizontal Exhaust | 100 CFM | 0.375 | 89 |  | 18.1 |  | Yes | Yes | Yes | Yes | Yes | Yes | 1007386
| Bathroom Exhaust Fans |  | Panasonic Eco Systems North America | Panasonic | FV-0510VS1 |  | 0 |  | 4" | Horizontal Exhaust | 80 CFM | 0.1 | 80 | 0.4 | 7.2 |  | Yes | Yes | Yes | Yes | Yes | Yes | 1007386
| Bathroom Exhaust Fans |  | Panasonic Eco Systems North America | Panasonic | FV-0510VS1 |  | 0 |  | 4" | Horizontal Exhaust | 80 CFM | 0.25 | 81 | 0.8 | 11.5 |  | Yes | Yes | Yes | Yes | Yes | Yes | 1007386
| Bathroom Exhaust Fans |  | Panasonic Eco Systems North America | Panasonic | FV-0510VS1 |  | 0 |  | 4" | Horizontal Exhaust | 80 CFM | 0.375 | 80 |  | 15.4 |  | Yes | Yes | Yes | Yes | Yes | Yes | 1007386
| Bathroom Exhaust Fans |  | Panasonic Eco Systems North America | Panasonic | FV-0510VS1 |  | 0 |  | 4" | Horizontal Exhaust | 50 CFM | 0.1 | 50 | <0.3 | 4.4 |  | Yes | Yes | Yes | Yes | Yes | Yes | 1007386
| Bathroom Exhaust Fans |  | Panasonic Eco Systems North America | Panasonic | FV-0510VS1 |  | 0 |  | 4" | Horizontal Exhaust | 50 CFM | 0.25 | 53 | 0.5 | 7.5 |  | Yes | Yes | Yes | Yes | Yes | Yes | 1007386
| Bathroom Exhaust Fans |  | Panasonic Eco Systems North America | Panasonic | FV-0510VS1 |  | 0 |  | 4" | Horizontal Exhaust | 50 CFM | 0.375 | 48 |  | 10.1 |  | Yes | Yes | Yes | Yes | Yes | Yes | 1007386
| Bathroom Exhaust Fans |  | Panasonic Eco Systems North America | Panasonic | FV-0510VSAB1 |  | 0 |  | 4" | Horizontal | 80 CFM | 0.25 | 81 | 0.8 | 11.5 |  | Yes | Yes | Yes | Yes | Yes | Yes | 1008410
| Bathroom Exhaust Fans |  | Panasonic Eco Systems North America | Panasonic | FV-0510VSAB1 |  | 0 |  | 4" | Horizontal | 50 CFM | 0.25 | 53 | 0.5 | 7.5 |  | Yes | Yes | Yes | Yes | Yes | Yes | 1008410
| Bathroom Exhaust Fans |  | Panasonic Eco Systems North America | Panasonic | FV-0510VSAB1 |  | 0 |  | 4" | Horizontal | 100 CFM | 0.1 | 100 | 0.9 | 11.1 |  | Yes | Yes | Yes | Yes | Yes | Yes | 1008410
| Bathroom Exhaust Fans |  | Panasonic Eco Systems North America | Panasonic | FV-0510VSAB1 |  | 0 |  | 4" | Horizontal | 100 CFM | 0.25 | 100 | 1.3 | 16 |  | Yes | Yes | Yes | Yes | Yes | Yes | 1008410
| Bathroom Exhaust Fans |  | Panasonic Eco Systems North America | Panasonic | FV-0510VSAB1 |  | 0 |  | 4" | Horizontal | 100 CFM | 0.375 | 89 |  | 18.1 |  | Yes | Yes | Yes | Yes | Yes | Yes | 1008410
| Bathroom Exhaust Fans |  | Panasonic Eco Systems North America | Panasonic | FV-0510VSAB1 |  | 0 |  | 4" | Horizontal | 80 CFM | 0.1 | 80 | 0.4 | 7.2 |  | Yes | Yes | Yes | Yes | Yes | Yes | 1008410
| Bathroom Exhaust Fans |  | Panasonic Eco Systems North America | Panasonic | FV-0510VSAB1 |  | 0 |  | 4" | Horizontal | 80 CFM | 0.375 | 80 |  | 15.4 |  | Yes | Yes | Yes | Yes | Yes | Yes | 1008410
| Bathroom Exhaust Fans |  | Panasonic Eco Systems North America | Panasonic | FV-0510VSAB1 |  | 0 |  | 4" | Horizontal | 50 CFM | 0.1 | 50 | <0.3 | 4.4 |  | Yes | Yes | Yes | Yes | Yes | Yes | 1008410
| Bathroom Exhaust Fans |  | Panasonic Eco Systems North America | Panasonic | FV-0510VSAB1 |  | 0 |  | 4" | Horizontal | 50 CFM | 0.375 | 48 |  | 10.1 |  | Yes | Yes | Yes | Yes | Yes | Yes | 1008410
| Bathroom Exhaust Fans |  | Panasonic Eco Systems North America | Panasonic | FV-0510VSC1 |  | 0 |  | 4" | Horizontal Exhaust | 80 CFM | 0.1 | 80 | 0.4 | 8.5 |  | Yes | Yes | Yes | Yes | Yes | Yes | 1006557
| Bathroom Exhaust Fans |  | Panasonic Eco Systems North America | Panasonic | FV-0510VSC1 |  | 0 |  | 4" | Horizontal Exhaust | 80 CFM | 0.25 | 81 | 0.8 | 13.2 |  | Yes | Yes | Yes | Yes | Yes | Yes | 1006557
| Bathroom Exhaust Fans |  | Panasonic Eco Systems North America | Panasonic | FV-0510VSC1 |  | 0 |  | 4" | Horizontal Exhaust | 50 CFM | 0.1 | 50 | <0.3 | 4.5 |  | Yes | Yes | Yes | Yes | Yes | Yes | 1006557
| Bathroom Exhaust Fans |  | Panasonic Eco Systems North America | Panasonic | FV-0510VSC1 |  | 0 |  | 4" | Horizontal Exhaust | 50 CFM | 0.25 | 52 | 0.5 | 7.7 |  | Yes | Yes | Yes | Yes | Yes | Yes | 1006557
| Bathroom Exhaust Fans |  | Panasonic Eco Systems North America | Panasonic | FV-0510VSC1 |  | 0 |  | 4" | Horizontal Exhaust | 100 CFM | 0.1 | 100 | 0.9 | 13.4 |  | Yes | Yes | Yes | Yes | Yes | Yes | 1006557
| Bathroom Exhaust Fans |  | Panasonic Eco Systems North America | Panasonic | FV-0510VSC1 |  | 0 |  | 4" | Horizontal Exhaust | 100 CFM | 0.25 | 101 | 1.3 | 18.5 |  | Yes | Yes | Yes | Yes | Yes | Yes | 1006557
| Bathroom Exhaust Fans |  | Panasonic Eco Systems North America | Panasonic | FV-0510VSC1 |  | 0 |  | 4" | Horizontal Exhaust | 100 CFM | 0.375 | 83 |  | 18 |  | Yes | Yes | Yes | Yes | Yes | Yes | 1006557
| Bathroom Exhaust Fans |  | Panasonic Eco Systems North America | Panasonic | FV-0510VSC1 |  | 0 |  | 4" | Horizontal Exhaust | 80 CFM | 0.375 | 75 |  | 16.2 |  | Yes | Yes | Yes | Yes | Yes | Yes | 1006557
| Bathroom Exhaust Fans |  | Panasonic Eco Systems North America | Panasonic | FV-0510VSC1 |  | 0 |  | 4" | Horizontal Exhaust | 50 CFM | 0.375 | 52 |  | 12 |  | Yes | Yes | Yes | Yes | Yes | Yes | 1006557
| Bathroom Exhaust Fans |  | Panasonic Eco Systems North America | Panasonic | FV-0510VSCAB1 |  | 0 |  | 4" | Horizontal | 100 CFM | 0.25 | 101 | 1.3 | 18.5 | 5.4 | Yes | Yes | Yes | Yes | Yes | Yes | 1008412
| Bathroom Exhaust Fans |  | Panasonic Eco Systems North America | Panasonic | FV-0510VSCAB1 |  | 0 |  | 4" | Horizontal | 100 CFM | 0.375 | 83 |  | 18 |  | Yes | Yes | Yes | Yes | Yes | Yes | 1008412
| Bathroom Exhaust Fans |  | Panasonic Eco Systems North America | Panasonic | FV-0510VSCAB1 |  | 0 |  | 4" | Horizontal | 80 CFM | 0.1 | 80 | 0.4 | 8.5 |  | Yes | Yes | Yes | Yes | Yes | Yes | 1008412
| Bathroom Exhaust Fans |  | Panasonic Eco Systems North America | Panasonic | FV-0510VSCAB1 |  | 0 |  | 4" | Horizontal | 80 CFM | 0.25 | 81 | 0.8 | 13.2 |  | Yes | Yes | Yes | Yes | Yes | Yes | 1008412
| Bathroom Exhaust Fans |  | Panasonic Eco Systems North America | Panasonic | FV-0510VSCAB1 |  | 0 |  | 4" | Horizontal | 80 CFM | 0.375 | 75 |  | 16.2 |  | Yes | Yes | Yes | Yes | Yes | Yes | 1008412
| Bathroom Exhaust Fans |  | Panasonic Eco Systems North America | Panasonic | FV-0510VSCAB1 |  | 0 |  | 4" | Horizontal | 50 CFM | 0.1 | 50 | <0.3 | 4.5 |  | Yes | Yes | Yes | Yes | Yes | Yes | 1008412
| Bathroom Exhaust Fans |  | Panasonic Eco Systems North America | Panasonic | FV-0510VSCAB1 |  | 0 |  | 4" | Horizontal | 50 CFM | 0.25 | 52 | 0.5 | 7.7 |  | Yes | Yes | Yes | Yes | Yes | Yes | 1008412
| Bathroom Exhaust Fans |  | Panasonic Eco Systems North America | Panasonic | FV-0510VSCAB1 |  | 0 |  | 4" | Horizontal | 50 CFM | 0.375 | 52 |  | 12 |  | Yes | Yes | Yes | Yes | Yes | Yes | 1008412
| Bathroom Exhaust Fans |  | Panasonic Eco Systems North America | Panasonic | FV-0510VSCAB1 |  | 0 |  | 4" | Horizontal | 100 CFM | 0.1 | 100 | 0.9 | 13.4 |  | Yes | Yes | Yes | Yes | Yes | Yes | 1008412
| Bathroom Exhaust Fans |  | Panasonic Eco Systems North America | Panasonic | FV-0510VSL1 |  | 0 |  | 4" | Horizontal | 80 CFM | 0.25 | 81 | 0.8 | 13.2 |  | Yes | Yes | Yes | Yes | Yes | Yes | 1006555
| Bathroom Exhaust Fans |  | Panasonic Eco Systems North America | Panasonic | FV-0510VSL1 |  | 0 |  | 4" | Horizontal | 50 CFM | 0.25 | 52 | 0.5 | 7.7 |  | Yes | Yes | Yes | Yes | Yes | Yes | 1006555
| Bathroom Exhaust Fans |  | Panasonic Eco Systems North America | Panasonic | FV-0510VSL1 |  | 0 |  | 4" | Horizontal | 100 CFM | 0.375 | 83 |  | 18 |  | Yes | Yes | Yes | Yes | Yes | Yes | 1006555
| Bathroom Exhaust Fans |  | Panasonic Eco Systems North America | Panasonic | FV-0510VSL1 |  | 0 |  | 4" | Horizontal | 100 CFM | 0.1 | 100 | 0.9 | 13.4 |  | Yes | Yes | Yes | Yes | Yes | Yes | 1006555
| Bathroom Exhaust Fans |  | Panasonic Eco Systems North America | Panasonic | FV-0510VSL1 |  | 0 |  | 4" | Horizontal | 100 CFM | 0.25 | 101 | 1.3 | 18.5 |  | Yes | Yes | Yes | Yes | Yes | Yes | 1006555
| Bathroom Exhaust Fans |  | Panasonic Eco Systems North America | Panasonic | FV-0510VSL1 |  | 0 |  | 4" | Horizontal | 50 CFM | 0.375 | 52 |  | 12 |  | Yes | Yes | Yes | Yes | Yes | Yes | 1006555
| Bathroom Exhaust Fans |  | Panasonic Eco Systems North America | Panasonic | FV-0510VSL1 |  | 0 |  | 4" | Horizontal | 80 CFM | 0.375 | 75 |  | 16.2 |  | Yes | Yes | Yes | Yes | Yes | Yes | 1006555
| Bathroom Exhaust Fans |  | Panasonic Eco Systems North America | Panasonic | FV-0510VSL1 |  | 0 |  | 4" | Horizontal | 80 CFM | 0.1 | 80 | 0.4 | 8.5 |  | Yes | Yes | Yes | Yes | Yes | Yes | 1006555
| Bathroom Exhaust Fans |  | Panasonic Eco Systems North America | Panasonic | FV-0510VSL1 |  | 0 |  | 4" | Horizontal | 50 CFM | 0.1 | 50 | <0.3 | 4.5 |  | Yes | Yes | Yes | Yes | Yes | Yes | 1006555
| Bathroom Exhaust Fans |  | Panasonic Eco Systems North America | Panasonic | FV-0511VF1 |  | 0 |  | 3" | Horizontal | 80 CFM | 0.25 | 81 | 1.4 | 13 |  | Yes | Yes | Yes | Yes | Yes | Yes | 1006680
| Bathroom Exhaust Fans |  | Panasonic Eco Systems North America | Panasonic | FV-0511VF1 |  | 0 |  | 3" | Horizontal | 50 CFM | 0.375 | 54 |  | 10.8 |  | Yes | Yes | Yes | Yes | Yes | Yes | 1006680
| Bathroom Exhaust Fans |  | Panasonic Eco Systems North America | Panasonic | FV-0511VF1 |  | 0 |  | 3" | Horizontal | 50 CFM | 0.25 | 51 | 0.9 | 7.7 |  | Yes | Yes | Yes | Yes | Yes | Yes | 1006680
| Bathroom Exhaust Fans |  | Panasonic Eco Systems North America | Panasonic | FV-0511VF1 |  | 0 |  | 3" | Horizontal | 50 CFM | 0.1 | 50 | <0.3 | 4.6 |  | Yes | Yes | Yes | Yes | Yes | Yes | 1006680
| Bathroom Exhaust Fans |  | Panasonic Eco Systems North America | Panasonic | FV-0511VF1 |  | 0 |  | 3" | Horizontal | 80 CFM | 0.375 | 67 |  | 13.5 |  | Yes | Yes | Yes | Yes | Yes | Yes | 1006680
| Bathroom Exhaust Fans |  | Panasonic Eco Systems North America | Panasonic | FV-0511VF1 |  | 0 |  | 3" | Horizontal | 80 CFM | 0.1 | 80 | 0.8 | 8.8 |  | Yes | Yes | Yes | Yes | Yes | Yes | 1006680
| Bathroom Exhaust Fans |  | Panasonic Eco Systems North America | Panasonic | FV-0511VF1 |  | 0 |  | 3" | Horizontal | 110 CFM | 0.375 | 69 |  | 13.6 |  | Yes | Yes | Yes | Yes | Yes | Yes | 1006680
| Bathroom Exhaust Fans |  | Panasonic Eco Systems North America | Panasonic | FV-0511VF1 |  | 0 |  | 3" | Horizontal | 110 CFM | 0.25 | 94 | 1.5 | 16.4 |  | Yes | Yes | Yes | Yes | Yes | Yes | 1006680
| Bathroom Exhaust Fans |  | Panasonic Eco Systems North America | Panasonic | FV-0511VF1 |  | 0 |  | 3" | Horizontal | 110 CFM | 0.1 | 110 | 2 | 17.1 |  | Yes | Yes | Yes | Yes | Yes | Yes | 1006680
| Bathroom Exhaust Fans |  | Panasonic Eco Systems North America | Panasonic | FV-0511VF1 |  | 0 |  | 4" | Horizontal | 50 CFM | 0.375 | 50 |  | 10 |  | Yes | Yes | Yes | Yes | Yes | Yes | 1006680
| Bathroom Exhaust Fans |  | Panasonic Eco Systems North America | Panasonic | FV-0511VF1 |  | 0 |  | 4" | Horizontal | 50 CFM | 0.25 | 50 | 0.4 | 7.1 |  | Yes | Yes | Yes | Yes | Yes | Yes | 1006680
| Bathroom Exhaust Fans |  | Panasonic Eco Systems North America | Panasonic | FV-0511VF1 |  | 0 |  | 4" | Horizontal | 50 CFM | 0.1 | 50 | <0.3 | 4 |  | Yes | Yes | Yes | Yes | Yes | Yes | 1006680
| Bathroom Exhaust Fans |  | Panasonic Eco Systems North America | Panasonic | FV-0511VF1 |  | 0 |  | 4" | Horizontal | 80 CFM | 0.375 | 84 |  | 13.2 |  | Yes | Yes | Yes | Yes | Yes | Yes | 1006680
| Bathroom Exhaust Fans |  | Panasonic Eco Systems North America | Panasonic | FV-0511VF1 |  | 0 |  | 4" | Horizontal | 80 CFM | 0.25 | 80 | 0.8 | 9.4 |  | Yes | Yes | Yes | Yes | Yes | Yes | 1006680
| Bathroom Exhaust Fans |  | Panasonic Eco Systems North America | Panasonic | FV-0511VF1 |  | 0 |  | 4" | Horizontal | 80 CFM | 0.1 | 80 | 0.3 | 5.9 |  | Yes | Yes | Yes | Yes | Yes | Yes | 1006680
| Bathroom Exhaust Fans |  | Panasonic Eco Systems North America | Panasonic | FV-0511VF1 |  | 0 |  | 4" | Horizontal | 110 CFM | 0.375 | 109 |  | 17.9 |  | Yes | Yes | Yes | Yes | Yes | Yes | 1006680
| Bathroom Exhaust Fans |  | Panasonic Eco Systems North America | Panasonic | FV-0511VF1 |  | 0 |  | 4" | Horizontal | 110 CFM | 0.25 | 111 | 1.2 | 14.6 |  | Yes | Yes | Yes | Yes | Yes | Yes | 1006680
| Bathroom Exhaust Fans |  | Panasonic Eco Systems North America | Panasonic | FV-0511VF1 |  | 0 |  | 4" | Horizontal | 110 CFM | 0.1 | 110 | 0.8 | 10.2 |  | Yes | Yes | Yes | Yes | Yes | Yes | 1006680
| Bathroom Exhaust Fans |  | Panasonic Eco Systems North America | Panasonic | FV-0511VFBL1 |  | 0 |  | 4" | Horizontal Exhaust | 110 CFM | 0.1 | 110 | 1.1 | 10.9 | 10.0 | Yes | Yes | Yes | Yes | Yes | Yes | 1008644
| Bathroom Exhaust Fans |  | Panasonic Eco Systems North America | Panasonic | FV-0511VFBL1 |  | 0 |  | 4" | Horizontal Exhaust | 110 CFM | 0.25 | 110 | 1.5 | 15.3 | 7.1 | Yes | Yes | Yes | Yes | Yes | Yes | 1008644
| Bathroom Exhaust Fans |  | Panasonic Eco Systems North America | Panasonic | FV-0511VFBL1 |  | 0 |  | 4" | Horizontal Exhaust | 80 CFM | 0.1 | 80 | 0.4 | 6.7 | 11.9 | Yes | Yes | Yes | Yes | Yes | Yes | 1008644
| Bathroom Exhaust Fans |  | Panasonic Eco Systems North America | Panasonic | FV-0511VFBL1 |  | 0 |  | 4" | Horizontal Exhaust | 80 CFM | 0.25 | 80 | 0.9 | 10 | 8.0 | Yes | Yes | Yes | Yes | Yes | Yes | 1008644
| Bathroom Exhaust Fans |  | Panasonic Eco Systems North America | Panasonic | FV-0511VFBL1 |  | 0 |  | 4" | Horizontal Exhaust | 50 CFM | 0.1 | 50 | <0.3 | 4.3 | 11.6 | Yes | Yes | Yes | Yes | Yes | Yes | 1008644
| Bathroom Exhaust Fans |  | Panasonic Eco Systems North America | Panasonic | FV-0511VFBL1 |  | 0 |  | 4" | Horizontal Exhaust | 50 CFM | 0.25 | 50 | 0.6 | 7.6 | 6.5 | Yes | Yes | Yes | Yes | Yes | Yes | 1008644
| Bathroom Exhaust Fans |  | Panasonic Eco Systems North America | Panasonic | FV-0511VFBL1 |  | 0 |  | 3" | Horizontal Exhaust | 110 CFM | 0.1 | 110 | 2 | 17.6 | 6.2 | Yes | Yes | Yes | Yes | Yes | Yes | 1008644
| Bathroom Exhaust Fans |  | Panasonic Eco Systems North America | Panasonic | FV-0511VFBL1 |  | 0 |  | 3" | Horizontal Exhaust | 110 CFM | 0.25 | 91 | 1.5 | 15.3 | 5.9 | Yes | Yes | Yes | Yes | Yes | Yes | 1008644
| Bathroom Exhaust Fans |  | Panasonic Eco Systems North America | Panasonic | FV-0511VFBL1 |  | 0 |  | 3" | Horizontal Exhaust | 80 CFM | 0.1 | 80 | 0.8 | 9 | 8.8 | Yes | Yes | Yes | Yes | Yes | Yes | 1008644
| Bathroom Exhaust Fans |  | Panasonic Eco Systems North America | Panasonic | FV-0511VFBL1 |  | 0 |  | 3" | Horizontal Exhaust | 80 CFM | 0.25 | 80 | 1.3 | 13 | 6.1 | Yes | Yes | Yes | Yes | Yes | Yes | 1008644
| Bathroom Exhaust Fans |  | Panasonic Eco Systems North America | Panasonic | FV-0511VFBL1 |  | 0 |  | 3" | Horizontal Exhaust | 50 CFM | 0.1 | 50 | <0.3 | 4.9 | 10.2 | Yes | Yes | Yes | Yes | Yes | Yes | 1008644
| Bathroom Exhaust Fans |  | Panasonic Eco Systems North America | Panasonic | FV-0511VFBL1 |  | 0 |  | 3" | Horizontal Exhaust | 50 CFM | 0.25 | 50 | 0.8 | 7.7 | 6.4 | Yes | Yes | Yes | Yes | Yes | Yes | 1008644
| Bathroom Exhaust Fans |  | Panasonic Eco Systems North America | Panasonic | FV-0511VFBL1 |  | 0 |  | 4" | Horizontal Exhaust | 110 CFM | 0.375 | 97 |  | 15.9 | 6.1 | Yes | Yes | Yes | Yes | Yes | Yes | 1008644
| Bathroom Exhaust Fans |  | Panasonic Eco Systems North America | Panasonic | FV-0511VFBL1 |  | 0 |  | 4" | Horizontal Exhaust | 80 CFM | 0.375 | 82 |  | 13.6 | 6.0 | Yes | Yes | Yes | Yes | Yes | Yes | 1008644
| Bathroom Exhaust Fans |  | Panasonic Eco Systems North America | Panasonic | FV-0511VFBL1 |  | 0 |  | 4" | Horizontal Exhaust | 50 CFM | 0.375 | 51 |  | 10 | 5.0 | Yes | Yes | Yes | Yes | Yes | Yes | 1008644
| Bathroom Exhaust Fans |  | Panasonic Eco Systems North America | Panasonic | FV-0511VFBL1 |  | 0 |  | 3" | Horizontal Exhaust | 110 CFM | 0.375 | 65 |  | 13.3 | 4.8 | Yes | Yes | Yes | Yes | Yes | Yes | 1008644
| Bathroom Exhaust Fans |  | Panasonic Eco Systems North America | Panasonic | FV-0511VFBL1 |  | 0 |  | 3" | Horizontal Exhaust | 80 CFM | 0.375 | 66 |  | 13.2 | 5.0 | Yes | Yes | Yes | Yes | Yes | Yes | 1008644
| Bathroom Exhaust Fans |  | Panasonic Eco Systems North America | Panasonic | FV-0511VFBL1 |  | 0 |  | 3" | Horizontal Exhaust | 50 CFM | 0.375 | 51 |  | 10.4 | 4.9 | Yes | Yes | Yes | Yes | Yes | Yes | 1008644
| Bathroom Exhaust Fans |  | Panasonic Eco Systems North America | Panasonic | FV-0511VFC1 |  | 0 |  | 4" | Horizontal Exhaust | 110 CFM | 0.375 | 109 |  | 17.9 |  | Yes | Yes | Yes | Yes | Yes | Yes | 1006679
| Bathroom Exhaust Fans |  | Panasonic Eco Systems North America | Panasonic | FV-0511VFC1 |  | 0 |  | 4" | Horizontal Exhaust | 110 CFM | 0.1 | 110 | 0.8 | 10.2 |  | Yes | Yes | Yes | Yes | Yes | Yes | 1006679
| Bathroom Exhaust Fans |  | Panasonic Eco Systems North America | Panasonic | FV-0511VFC1 |  | 0 |  | 4" | Horizontal Exhaust | 110 CFM | 0.25 | 111 | 1.2 | 14.6 |  | Yes | Yes | Yes | Yes | Yes | Yes | 1006679
| Bathroom Exhaust Fans |  | Panasonic Eco Systems North America | Panasonic | FV-0511VFC1 |  | 0 |  | 4" | Horizontal Exhaust | 80 CFM | 0.1 | 80 | 0.3 | 5.9 |  | Yes | Yes | Yes | Yes | Yes | Yes | 1006679
| Bathroom Exhaust Fans |  | Panasonic Eco Systems North America | Panasonic | FV-0511VFC1 |  | 0 |  | 4" | Horizontal Exhaust | 80 CFM | 0.25 | 80 | 0.8 | 9.4 |  | Yes | Yes | Yes | Yes | Yes | Yes | 1006679
| Bathroom Exhaust Fans |  | Panasonic Eco Systems North America | Panasonic | FV-0511VFC1 |  | 0 |  | 4" | Horizontal Exhaust | 80 CFM | 0.375 | 84 |  | 13.2 |  | Yes | Yes | Yes | Yes | Yes | Yes | 1006679
| Bathroom Exhaust Fans |  | Panasonic Eco Systems North America | Panasonic | FV-0511VFC1 |  | 0 |  | 4" | Horizontal Exhaust | 50 CFM | 0.1 | 50 | <0.3 | 4 |  | Yes | Yes | Yes | Yes | Yes | Yes | 1006679
| Bathroom Exhaust Fans |  | Panasonic Eco Systems North America | Panasonic | FV-0511VFC1 |  | 0 |  | 4" | Horizontal Exhaust | 50 CFM | 0.25 | 50 | 0.4 | 7.1 |  | Yes | Yes | Yes | Yes | Yes | Yes | 1006679
| Bathroom Exhaust Fans |  | Panasonic Eco Systems North America | Panasonic | FV-0511VFC1 |  | 0 |  | 4" | Horizontal Exhaust | 50 CFM | 0.375 | 50 |  | 10 |  | Yes | Yes | Yes | Yes | Yes | Yes | 1006679
| Bathroom Exhaust Fans |  | Panasonic Eco Systems North America | Panasonic | FV-0511VFC1 |  | 0 |  | 3" | Horizontal Exhaust | 110 CFM | 0.1 | 110 | 2 | 17.1 |  | Yes | Yes | Yes | Yes | Yes | Yes | 1006679
| Bathroom Exhaust Fans |  | Panasonic Eco Systems North America | Panasonic | FV-0511VFC1 |  | 0 |  | 3" | Horizontal Exhaust | 110 CFM | 0.25 | 94 | 1.5 | 16.4 |  | Yes | Yes | Yes | Yes | Yes | Yes | 1006679
| Bathroom Exhaust Fans |  | Panasonic Eco Systems North America | Panasonic | FV-0511VFC1 |  | 0 |  | 3" | Horizontal Exhaust | 110 CFM | 0.375 | 69 |  | 13.6 |  | Yes | Yes | Yes | Yes | Yes | Yes | 1006679
| Bathroom Exhaust Fans |  | Panasonic Eco Systems North America | Panasonic | FV-0511VFC1 |  | 0 |  | 3" | Horizontal Exhaust | 80 CFM | 0.1 | 80 | 0.8 | 8.8 |  | Yes | Yes | Yes | Yes | Yes | Yes | 1006679
| Bathroom Exhaust Fans |  | Panasonic Eco Systems North America | Panasonic | FV-0511VFC1 |  | 0 |  | 3" | Horizontal Exhaust | 80 CFM | 0.25 | 81 | 1.4 | 13 |  | Yes | Yes | Yes | Yes | Yes | Yes | 1006679
| Bathroom Exhaust Fans |  | Panasonic Eco Systems North America | Panasonic | FV-0511VFC1 |  | 0 |  | 3" | Horizontal Exhaust | 80 CFM | 0.375 | 67 |  | 13.5 |  | Yes | Yes | Yes | Yes | Yes | Yes | 1006679
| Bathroom Exhaust Fans |  | Panasonic Eco Systems North America | Panasonic | FV-0511VFC1 |  | 0 |  | 3" | Horizontal Exhaust | 50 CFM | 0.1 | 50 | <0.3 | 4.6 |  | Yes | Yes | Yes | Yes | Yes | Yes | 1006679
| Bathroom Exhaust Fans |  | Panasonic Eco Systems North America | Panasonic | FV-0511VFC1 |  | 0 |  | 3" | Horizontal Exhaust | 50 CFM | 0.25 | 51 | 0.9 | 7.7 |  | Yes | Yes | Yes | Yes | Yes | Yes | 1006679
| Bathroom Exhaust Fans |  | Panasonic Eco Systems North America | Panasonic | FV-0511VFC1 |  | 0 |  | 3" | Horizontal Exhaust | 50 CFM | 0.375 | 54 |  | 10.8 |  | Yes | Yes | Yes | Yes | Yes | Yes | 1006679
| Bathroom Exhaust Fans |  | Panasonic Eco Systems North America | Panasonic | FV-0511VFL1 |  | 0 |  | 3" | Horizontal | 110 CFM | 0.25 | 89 | 1.4 | 15.1 |  | Yes | Yes | Yes | Yes | Yes | Yes | 1006728
| Bathroom Exhaust Fans |  | Panasonic Eco Systems North America | Panasonic | FV-0511VFL1 |  | 0 |  | 3" | Horizontal | 110 CFM | 0.375 | 64 |  | 12.6 |  | Yes | Yes | Yes | Yes | Yes | Yes | 1006728
| Bathroom Exhaust Fans |  | Panasonic Eco Systems North America | Panasonic | FV-0511VFL1 |  | 0 |  | 3" | Horizontal | 80 CFM | 0.25 | 80 | 1.3 | 13.4 |  | Yes | Yes | Yes | Yes | Yes | Yes | 1006728
| Bathroom Exhaust Fans |  | Panasonic Eco Systems North America | Panasonic | FV-0511VFL1 |  | 0 |  | 3" | Horizontal | 80 CFM | 0.375 | 62 |  | 12.5 |  | Yes | Yes | Yes | Yes | Yes | Yes | 1006728
| Bathroom Exhaust Fans |  | Panasonic Eco Systems North America | Panasonic | FV-0511VFL1 |  | 0 |  | 3" | Horizontal | 50 CFM | 0.25 | 51 | 0.7 | 8 |  | Yes | Yes | Yes | Yes | Yes | Yes | 1006728
| Bathroom Exhaust Fans |  | Panasonic Eco Systems North America | Panasonic | FV-0511VFL1 |  | 0 |  | 3" | Horizontal | 50 CFM | 0.375 | 52 |  | 10.5 |  | Yes | Yes | Yes | Yes | Yes | Yes | 1006728
| Bathroom Exhaust Fans |  | Panasonic Eco Systems North America | Panasonic | FV-0511VFL1 |  | 0 |  | 4" | Horizontal | 110 CFM | 0.25 | 110 | 1.3 | 15 |  | Yes | Yes | Yes | Yes | Yes | Yes | 1006728
| Bathroom Exhaust Fans |  | Panasonic Eco Systems North America | Panasonic | FV-0511VFL1 |  | 0 |  | 4" | Horizontal | 110 CFM | 0.375 | 100 |  | 16.4 |  | Yes | Yes | Yes | Yes | Yes | Yes | 1006728
| Bathroom Exhaust Fans |  | Panasonic Eco Systems North America | Panasonic | FV-0511VFL1 |  | 0 |  | 4" | Horizontal | 80 CFM | 0.25 | 82 | 0.7 | 10.4 |  | Yes | Yes | Yes | Yes | Yes | Yes | 1006728
| Bathroom Exhaust Fans |  | Panasonic Eco Systems North America | Panasonic | FV-0511VFL1 |  | 0 |  | 4" | Horizontal | 80 CFM | 0.375 | 83 |  | 13.8 |  | Yes | Yes | Yes | Yes | Yes | Yes | 1006728
| Bathroom Exhaust Fans |  | Panasonic Eco Systems North America | Panasonic | FV-0511VFL1 |  | 0 |  | 4" | Horizontal | 50 CFM | 0.25 | 51 | 0.4 | 7.4 |  | Yes | Yes | Yes | Yes | Yes | Yes | 1006728
| Bathroom Exhaust Fans |  | Panasonic Eco Systems North America | Panasonic | FV-0511VFL1 |  | 0 |  | 4" | Horizontal | 50 CFM | 0.375 | 52 |  | 10 |  | Yes | Yes | Yes | Yes | Yes | Yes | 1006728
| Bathroom Exhaust Fans |  | Panasonic Eco Systems North America | Panasonic | FV-0511VFL1 |  | 0 |  | 4" | Horizontal | 50 CFM | 0.1 | 50 | <0.3 | 4.2 |  | Yes | Yes | Yes | Yes | Yes | Yes | 1006728
| Bathroom Exhaust Fans |  | Panasonic Eco Systems North America | Panasonic | FV-0511VFL1 |  | 0 |  | 4" | Horizontal | 80 CFM | 0.1 | 80 | 0.3 | 6.6 |  | Yes | Yes | Yes | Yes | Yes | Yes | 1006728
| Bathroom Exhaust Fans |  | Panasonic Eco Systems North America | Panasonic | FV-0511VFL1 |  | 0 |  | 4" | Horizontal | 110 CFM | 0.1 | 110 | 1 | 11 |  | Yes | Yes | Yes | Yes | Yes | Yes | 1006728
| Bathroom Exhaust Fans |  | Panasonic Eco Systems North America | Panasonic | FV-0511VFL1 |  | 0 |  | 3" | Horizontal | 50 CFM | 0.1 | 50 | <0.3 | 4.9 |  | Yes | Yes | Yes | Yes | Yes | Yes | 1006728
| Bathroom Exhaust Fans |  | Panasonic Eco Systems North America | Panasonic | FV-0511VFL1 |  | 0 |  | 3" | Horizontal | 80 CFM | 0.1 | 80 | 0.7 | 9.3 |  | Yes | Yes | Yes | Yes | Yes | Yes | 1006728
| Bathroom Exhaust Fans |  | Panasonic Eco Systems North America | Panasonic | FV-0511VFL1 |  | 0 |  | 3" | Horizontal | 110 CFM | 0.1 | 110 | 1.5 | 17.4 |  | Yes | Yes | Yes | Yes | Yes | Yes | 1006728
| Bathroom Exhaust Fans |  | Panasonic Eco Systems North America | Panasonic | FV-0511VFL1K |  | 0 |  | 3" | Horizontal Exhaust | 110 CFM | 0.1 | 110 | 1.5 | 17.4 |  | Yes | Yes | Yes | Yes | Yes | Yes | 1006721
| Bathroom Exhaust Fans |  | Panasonic Eco Systems North America | Panasonic | FV-0511VFL1K |  | 0 |  | 3" | Horizontal Exhaust | 110 CFM | 0.25 | 89 | 1.4 | 15.1 |  | Yes | Yes | Yes | Yes | Yes | Yes | 1006721
| Bathroom Exhaust Fans |  | Panasonic Eco Systems North America | Panasonic | FV-0511VFL1K |  | 0 |  | 3" | Horizontal Exhaust | 110 CFM | 0.375 | 64 |  | 12.6 |  | Yes | Yes | Yes | Yes | Yes | Yes | 1006721
| Bathroom Exhaust Fans |  | Panasonic Eco Systems North America | Panasonic | FV-0511VFL1K |  | 0 |  | 3" | Horizontal Exhaust | 80 CFM | 0.1 | 80 | 0.7 | 9.3 |  | Yes | Yes | Yes | Yes | Yes | Yes | 1006721
| Bathroom Exhaust Fans |  | Panasonic Eco Systems North America | Panasonic | FV-0511VFL1K |  | 0 |  | 3" | Horizontal Exhaust | 80 CFM | 0.25 | 80 | 1.3 | 13.4 |  | Yes | Yes | Yes | Yes | Yes | Yes | 1006721
| Bathroom Exhaust Fans |  | Panasonic Eco Systems North America | Panasonic | FV-0511VFL1K |  | 0 |  | 3" | Horizontal Exhaust | 80 CFM | 0.375 | 62 |  | 12.5 |  | Yes | Yes | Yes | Yes | Yes | Yes | 1006721
| Bathroom Exhaust Fans |  | Panasonic Eco Systems North America | Panasonic | FV-0511VFL1K |  | 0 |  | 3" | Horizontal Exhaust | 50 CFM | 0.1 | 50 | <0.3 | 4.9 |  | Yes | Yes | Yes | Yes | Yes | Yes | 1006721
| Bathroom Exhaust Fans |  | Panasonic Eco Systems North America | Panasonic | FV-0511VFL1K |  | 0 |  | 3" | Horizontal Exhaust | 50 CFM | 0.25 | 51 | 0.7 | 8 |  | Yes | Yes | Yes | Yes | Yes | Yes | 1006721
| Bathroom Exhaust Fans |  | Panasonic Eco Systems North America | Panasonic | FV-0511VFL1K |  | 0 |  | 3" | Horizontal Exhaust | 50 CFM | 0.375 | 52 |  | 10.5 |  | Yes | Yes | Yes | Yes | Yes | Yes | 1006721
| Bathroom Exhaust Fans |  | Panasonic Eco Systems North America | Panasonic | FV-0511VFL1K |  | 0 |  | 4" | Horizontal Exhaust | 110 CFM | 0.1 | 110 | 1 | 11 |  | Yes | Yes | Yes | Yes | Yes | Yes | 1006721
| Bathroom Exhaust Fans |  | Panasonic Eco Systems North America | Panasonic | FV-0511VFL1K |  | 0 |  | 4" | Horizontal Exhaust | 110 CFM | 0.25 | 110 | 1.3 | 15 |  | Yes | Yes | Yes | Yes | Yes | Yes | 1006721
| Bathroom Exhaust Fans |  | Panasonic Eco Systems North America | Panasonic | FV-0511VFL1K |  | 0 |  | 4" | Horizontal Exhaust | 110 CFM | 0.375 | 100 |  | 16.4 |  | Yes | Yes | Yes | Yes | Yes | Yes | 1006721
| Bathroom Exhaust Fans |  | Panasonic Eco Systems North America | Panasonic | FV-0511VFL1K |  | 0 |  | 4" | Horizontal Exhaust | 80 CFM | 0.1 | 80 | 0.3 | 6.6 |  | Yes | Yes | Yes | Yes | Yes | Yes | 1006721
| Bathroom Exhaust Fans |  | Panasonic Eco Systems North America | Panasonic | FV-0511VFL1K |  | 0 |  | 4" | Horizontal Exhaust | 80 CFM | 0.25 | 82 | 0.7 | 10.4 |  | Yes | Yes | Yes | Yes | Yes | Yes | 1006721
| Bathroom Exhaust Fans |  | Panasonic Eco Systems North America | Panasonic | FV-0511VFL1K |  | 0 |  | 4" | Horizontal Exhaust | 80 CFM | 0.375 | 83 |  | 13.8 |  | Yes | Yes | Yes | Yes | Yes | Yes | 1006721
| Bathroom Exhaust Fans |  | Panasonic Eco Systems North America | Panasonic | FV-0511VFL1K |  | 0 |  | 4" | Horizontal Exhaust | 50 CFM | 0.1 | 50 | <0.3 | 4.2 |  | Yes | Yes | Yes | Yes | Yes | Yes | 1006721
| Bathroom Exhaust Fans |  | Panasonic Eco Systems North America | Panasonic | FV-0511VFL1K |  | 0 |  | 4" | Horizontal Exhaust | 50 CFM | 0.25 | 51 | 0.4 | 7.4 |  | Yes | Yes | Yes | Yes | Yes | Yes | 1006721
| Bathroom Exhaust Fans |  | Panasonic Eco Systems North America | Panasonic | FV-0511VFL1K |  | 0 |  | 4" | Horizontal Exhaust | 50 CFM | 0.375 | 52 |  | 10 |  | Yes | Yes | Yes | Yes | Yes | Yes | 1006721
| Bathroom Exhaust Fans |  | Panasonic Eco Systems North America | Panasonic | FV-0511VH1 |  | 0 |  | 4" | Horizontal Exhaust | 80 CFM | 0.1 | 80 | <0.3 | 7.7 |  | NO | Yes | Yes | Yes | Yes | Yes | 1006504
| Bathroom Exhaust Fans |  | Panasonic Eco Systems North America | Panasonic | FV-0511VH1 |  | 0 |  | 4" | Horizontal Exhaust | 80 CFM | 0.25 | 82 | 1 | 13.3 |  | NO | Yes | Yes | Yes | Yes | Yes | 1006504
| Bathroom Exhaust Fans |  | Panasonic Eco Systems North America | Panasonic | FV-0511VH1 |  | 0 |  | 4" | Horizontal Exhaust | 80 CFM | 0.375 | 82 |  | 18.2 |  | NO | Yes | Yes | Yes | Yes | Yes | 1006504
| Bathroom Exhaust Fans |  | Panasonic Eco Systems North America | Panasonic | FV-0511VH1 |  | 0 |  | 4" | Horizontal Exhaust | 110 CFM | 0.375 | 110 |  | 26 |  | NO | Yes | Yes | Yes | Yes | Yes | 1006504
| Bathroom Exhaust Fans |  | Panasonic Eco Systems North America | Panasonic | FV-0511VH1 |  | 0 |  | 4" | Horizontal Exhaust | 50 CFM | 0.1 | 50 | <0.3 | 4.7 |  | NO | Yes | Yes | Yes | Yes | Yes | 1006504
| Bathroom Exhaust Fans |  | Panasonic Eco Systems North America | Panasonic | FV-0511VH1 |  | 0 |  | 4" | Horizontal Exhaust | 50 CFM | 0.25 | 51 | 0.8 | 8.6 |  | NO | Yes | Yes | Yes | Yes | Yes | 1006504
| Bathroom Exhaust Fans |  | Panasonic Eco Systems North America | Panasonic | FV-0511VH1 |  | 0 |  | 4" | Horizontal Exhaust | 50 CFM | 0.375 | 53 |  | 12.3 |  | NO | Yes | Yes | Yes | Yes | Yes | 1006504
| Bathroom Exhaust Fans |  | Panasonic Eco Systems North America | Panasonic | FV-0511VH1 |  | 0 |  | 4" | Horizontal Exhaust | 110 CFM | 0.1 | 110 | 0.7 | 12 |  | NO | Yes | Yes | Yes | Yes | Yes | 1006504
| Bathroom Exhaust Fans |  | Panasonic Eco Systems North America | Panasonic | FV-0511VH1 |  | 0 |  | 4" | Horizontal Exhaust | 110 CFM | 0.25 | 112 | 1.5 | 19 |  | NO | Yes | Yes | Yes | Yes | Yes | 1006504
| Bathroom Exhaust Fans |  | Panasonic Eco Systems North America | Panasonic | FV-0511VHL1 |  | 0 |  | 4" | Horizontal Exhaust | 110 CFM | 0.1 | 110 | 0.7 | 12.4 |  | NO | Yes | Yes | Yes | Yes | Yes | 1006503
| Bathroom Exhaust Fans |  | Panasonic Eco Systems North America | Panasonic | FV-0511VHL1 |  | 0 |  | 4" | Horizontal Exhaust | 110 CFM | 0.25 | 111 | 1.5 | 19.8 |  | NO | Yes | Yes | Yes | Yes | Yes | 1006503
| Bathroom Exhaust Fans |  | Panasonic Eco Systems North America | Panasonic | FV-0511VHL1 |  | 0 |  | 4" | Horizontal Exhaust | 110 CFM | 0.375 | 99 |  | 26 |  | NO | Yes | Yes | Yes | Yes | Yes | 1006503
| Bathroom Exhaust Fans |  | Panasonic Eco Systems North America | Panasonic | FV-0511VHL1 |  | 0 |  | 4" | Horizontal Exhaust | 80 CFM | 0.1 | 80 | <0.3 | 7.4 |  | NO | Yes | Yes | Yes | Yes | Yes | 1006503
| Bathroom Exhaust Fans |  | Panasonic Eco Systems North America | Panasonic | FV-0511VHL1 |  | 0 |  | 4" | Horizontal Exhaust | 80 CFM | 0.25 | 81 | 1 | 13.1 |  | NO | Yes | Yes | Yes | Yes | Yes | 1006503
| Bathroom Exhaust Fans |  | Panasonic Eco Systems North America | Panasonic | FV-0511VHL1 |  | 0 |  | 4" | Horizontal Exhaust | 80 CFM | 0.375 | 82 |  | 18.6 |  | NO | Yes | Yes | Yes | Yes | Yes | 1006503
| Bathroom Exhaust Fans |  | Panasonic Eco Systems North America | Panasonic | FV-0511VHL1 |  | 0 |  | 4" | Horizontal Exhaust | 50 CFM | 0.1 | 50 | <0.3 | 4.7 |  | NO | Yes | Yes | Yes | Yes | Yes | 1006503
| Bathroom Exhaust Fans |  | Panasonic Eco Systems North America | Panasonic | FV-0511VHL1 |  | 0 |  | 4" | Horizontal Exhaust | 50 CFM | 0.25 | 52 | 0.7 | 8.9 |  | NO | Yes | Yes | Yes | Yes | Yes | 1006503
| Bathroom Exhaust Fans |  | Panasonic Eco Systems North America | Panasonic | FV-0511VHL1 |  | 0 |  | 4" | Horizontal Exhaust | 50 CFM | 0.375 | 53 |  | 12.7 |  | NO | Yes | Yes | Yes | Yes | Yes | 1006503
| Bathroom Exhaust Fans |  | Panasonic Eco Systems North America | Panasonic | FV-0511VK3 |  | 0 |  | 6" | Horizontal Exhaust | 110 CFM | 0.1 | 110 | <0.3 | 6.7 |  | Yes | Yes | Yes | Yes | Yes | Yes | 1007739
| Bathroom Exhaust Fans |  | Panasonic Eco Systems North America | Panasonic | FV-0511VK3 |  | 0 |  | 6" | Horizontal Exhaust | 110 CFM | 0.25 | 110 | 0.3 | 12.1 |  | Yes | Yes | Yes | Yes | Yes | Yes | 1007739
| Bathroom Exhaust Fans |  | Panasonic Eco Systems North America | Panasonic | FV-0511VK3 |  | 0 |  | 6" | Horizontal Exhaust | 110 CFM | 0.375 | 110 |  | 17 |  | Yes | Yes | Yes | Yes | Yes | Yes | 1007739
| Bathroom Exhaust Fans |  | Panasonic Eco Systems North America | Panasonic | FV-0511VK3 |  | 0 |  | 6" | Horizontal Exhaust | 110 CFM | 0.5 | 109 |  | 23 |  | Yes | Yes | Yes | Yes | Yes | Yes | 1007739
| Bathroom Exhaust Fans |  | Panasonic Eco Systems North America | Panasonic | FV-0511VK3 |  | 0 |  | 6" | Horizontal Exhaust | 80 CFM | 0.1 | 80 | <0.3 | 4.4 |  | Yes | Yes | Yes | Yes | Yes | Yes | 1007739
| Bathroom Exhaust Fans |  | Panasonic Eco Systems North America | Panasonic | FV-0511VK3 |  | 0 |  | 6" | Horizontal Exhaust | 80 CFM | 0.25 | 80 | 0.3 | 9.2 |  | Yes | Yes | Yes | Yes | Yes | Yes | 1007739
| Bathroom Exhaust Fans |  | Panasonic Eco Systems North America | Panasonic | FV-0511VK3 |  | 0 |  | 6" | Horizontal Exhaust | 80 CFM | 0.375 | 80 |  | 13.2 |  | Yes | Yes | Yes | Yes | Yes | Yes | 1007739
| Bathroom Exhaust Fans |  | Panasonic Eco Systems North America | Panasonic | FV-0511VK3 |  | 0 |  | 6" | Horizontal Exhaust | 80 CFM | 0.5 | 80 |  | 17.6 |  | Yes | Yes | Yes | Yes | Yes | Yes | 1007739
| Bathroom Exhaust Fans |  | Panasonic Eco Systems North America | Panasonic | FV-0511VK3 |  | 0 |  | 6" | Horizontal Exhaust | 50 CFM | 0.1 | 50 | <0.3 | 3.4 |  | Yes | Yes | Yes | Yes | Yes | Yes | 1007739
| Bathroom Exhaust Fans |  | Panasonic Eco Systems North America | Panasonic | FV-0511VK3 |  | 0 |  | 6" | Horizontal Exhaust | 50 CFM | 0.25 | 50 | 0.4 | 7 |  | Yes | Yes | Yes | Yes | Yes | Yes | 1007739
| Bathroom Exhaust Fans |  | Panasonic Eco Systems North America | Panasonic | FV-0511VK3 |  | 0 |  | 6" | Horizontal Exhaust | 50 CFM | 0.375 | 50 |  | 9.9 |  | Yes | Yes | Yes | Yes | Yes | Yes | 1007739
| Bathroom Exhaust Fans |  | Panasonic Eco Systems North America | Panasonic | FV-0511VK3 |  | 0 |  | 6" | Horizontal Exhaust | 50 CFM | 0.5 | 50 |  | 13.3 |  | Yes | Yes | Yes | Yes | Yes | Yes | 1007739
| Bathroom Exhaust Fans |  | Panasonic Eco Systems North America | Panasonic | FV-0511VK3 |  | 0 |  | 4" | Horizontal Exhaust | 110 CFM | 0.1 | 110 | <0.3 | 9.7 |  | Yes | Yes | Yes | Yes | Yes | Yes | 1007739
| Bathroom Exhaust Fans |  | Panasonic Eco Systems North America | Panasonic | FV-0511VK3 |  | 0 |  | 4" | Horizontal Exhaust | 110 CFM | 0.25 | 110 | 0.8 | 15.2 |  | Yes | Yes | Yes | Yes | Yes | Yes | 1007739
| Bathroom Exhaust Fans |  | Panasonic Eco Systems North America | Panasonic | FV-0511VK3 |  | 0 |  | 4" | Horizontal Exhaust | 110 CFM | 0.375 | 110 |  | 21 |  | Yes | Yes | Yes | Yes | Yes | Yes | 1007739
| Bathroom Exhaust Fans |  | Panasonic Eco Systems North America | Panasonic | FV-0511VK3 |  | 0 |  | 4" | Horizontal Exhaust | 110 CFM | 0.5 | 104 |  | 24.7 |  | Yes | Yes | Yes | Yes | Yes | Yes | 1007739
| Bathroom Exhaust Fans |  | Panasonic Eco Systems North America | Panasonic | FV-0511VK3 |  | 0 |  | 4" | Horizontal Exhaust | 80 CFM | 0.1 | 80 | <0.3 | 5.6 |  | Yes | Yes | Yes | Yes | Yes | Yes | 1007739
| Bathroom Exhaust Fans |  | Panasonic Eco Systems North America | Panasonic | FV-0511VK3 |  | 0 |  | 4" | Horizontal Exhaust | 80 CFM | 0.25 | 80 | 0.7 | 10.6 |  | Yes | Yes | Yes | Yes | Yes | Yes | 1007739
| Bathroom Exhaust Fans |  | Panasonic Eco Systems North America | Panasonic | FV-0511VK3 |  | 0 |  | 4" | Horizontal Exhaust | 80 CFM | 0.375 | 80 |  | 14.7 |  | Yes | Yes | Yes | Yes | Yes | Yes | 1007739
| Bathroom Exhaust Fans |  | Panasonic Eco Systems North America | Panasonic | FV-0511VK3 |  | 0 |  | 4" | Horizontal Exhaust | 80 CFM | 0.5 | 80 |  | 19.4 |  | Yes | Yes | Yes | Yes | Yes | Yes | 1007739
| Bathroom Exhaust Fans |  | Panasonic Eco Systems North America | Panasonic | FV-0511VK3 |  | 0 |  | 4" | Horizontal Exhaust | 50 CFM | 0.1 | 50 | <0.3 | 3.8 |  | Yes | Yes | Yes | Yes | Yes | Yes | 1007739
| Bathroom Exhaust Fans |  | Panasonic Eco Systems North America | Panasonic | FV-0511VK3 |  | 0 |  | 4" | Horizontal Exhaust | 50 CFM | 0.25 | 50 | 0.6 | 7.3 |  | Yes | Yes | Yes | Yes | Yes | Yes | 1007739
| Bathroom Exhaust Fans |  | Panasonic Eco Systems North America | Panasonic | FV-0511VK3 |  | 0 |  | 4" | Horizontal Exhaust | 50 CFM | 0.375 | 50 |  | 10.4 |  | Yes | Yes | Yes | Yes | Yes | Yes | 1007739
| Bathroom Exhaust Fans |  | Panasonic Eco Systems North America | Panasonic | FV-0511VK3 |  | 0 |  | 4" | Horizontal Exhaust | 50 CFM | 0.5 | 50 |  | 13.6 |  | Yes | Yes | Yes | Yes | Yes | Yes | 1007739
| Bathroom Exhaust Fans |  | Panasonic Eco Systems North America | Panasonic | FV-0511VKL2 |  | 0 |  | 4" | Horizontal | 110 CFM | 0.1 | 110 | 0.4 | 10.5 |  | Yes | Yes | Yes | Yes | Yes | Yes | 1006697
| Bathroom Exhaust Fans |  | Panasonic Eco Systems North America | Panasonic | FV-0511VKL2 |  | 0 |  | 4" | Horizontal | 110 CFM | 0.25 | 110 | 0.8 | 15.8 |  | Yes | Yes | Yes | Yes | Yes | Yes | 1006697
| Bathroom Exhaust Fans |  | Panasonic Eco Systems North America | Panasonic | FV-0511VKL2 |  | 0 |  | 4" | Horizontal | 110 CFM | 0.375 | 103 |  | 19.4 |  | Yes | Yes | Yes | Yes | Yes | Yes | 1006697
| Bathroom Exhaust Fans |  | Panasonic Eco Systems North America | Panasonic | FV-0511VKL2 |  | 0 |  | 4" | Horizontal | 50 CFM | 0.25 | 50 | 0.4 | 6.2 |  | Yes | Yes | Yes | Yes | Yes | Yes | 1006697
| Bathroom Exhaust Fans |  | Panasonic Eco Systems North America | Panasonic | FV-0511VKL2 |  | 0 |  | 4" | Horizontal | 50 CFM | 0.375 | 50 |  | 9.9 |  | Yes | Yes | Yes | Yes | Yes | Yes | 1006697
| Bathroom Exhaust Fans |  | Panasonic Eco Systems North America | Panasonic | FV-0511VKL2 |  | 0 |  | 4" | Horizontal | 80 CFM | 0.25 | 80 | 0.5 | 9.9 |  | Yes | Yes | Yes | Yes | Yes | Yes | 1006697
| Bathroom Exhaust Fans |  | Panasonic Eco Systems North America | Panasonic | FV-0511VKL2 |  | 0 |  | 4" | Horizontal | 80 CFM | 0.375 | 78 |  | 13.8 |  | Yes | Yes | Yes | Yes | Yes | Yes | 1006697
| Bathroom Exhaust Fans |  | Panasonic Eco Systems North America | Panasonic | FV-0511VKL2 |  | 0 |  | 4" | Horizontal | 50 CFM | 0.1 | 50 | <0.3 | 3.2 |  | Yes | Yes | Yes | Yes | Yes | Yes | 1006697
| Bathroom Exhaust Fans |  | Panasonic Eco Systems North America | Panasonic | FV-0511VKL2 |  | 0 |  | 4" | Horizontal | 80 CFM | 0.1 | 80 | <0.3 | 5.3 |  | Yes | Yes | Yes | Yes | Yes | Yes | 1006697
| Bathroom Exhaust Fans |  | Panasonic Eco Systems North America | Panasonic | FV-0511VKL3 |  | 0 |  | 4" | Horizontal Exhaust | 110 CFM | 0.25 | 110 | 0.7 | 16.3 |  | Yes | Yes | Yes | Yes | Yes | Yes | 1007740
| Bathroom Exhaust Fans |  | Panasonic Eco Systems North America | Panasonic | FV-0511VKL3 |  | 0 |  | 6" | Horizontal Exhaust | 110 CFM | 0.25 | 110 | 0.3 | 12.6 |  | Yes | Yes | Yes | Yes | Yes | Yes | 1007740
| Bathroom Exhaust Fans |  | Panasonic Eco Systems North America | Panasonic | FV-0511VKL3 |  | 0 |  | 6" | Horizontal Exhaust | 110 CFM | 0.1 | 110 | <0.3 | 7.2 |  | Yes | Yes | Yes | Yes | Yes | Yes | 1007740
| Bathroom Exhaust Fans |  | Panasonic Eco Systems North America | Panasonic | FV-0511VKL3 |  | 0 |  | 6" | Horizontal Exhaust | 110 CFM | 0.375 | 107 |  | 18.1 |  | Yes | Yes | Yes | Yes | Yes | Yes | 1007740
| Bathroom Exhaust Fans |  | Panasonic Eco Systems North America | Panasonic | FV-0511VKL3 |  | 0 |  | 6" | Horizontal Exhaust | 110 CFM | 0.5 | 104 |  | 22.7 |  | Yes | Yes | Yes | Yes | Yes | Yes | 1007740
| Bathroom Exhaust Fans |  | Panasonic Eco Systems North America | Panasonic | FV-0511VKL3 |  | 0 |  | 6" | Horizontal Exhaust | 50 CFM | 0.1 | 50 | <0.3 | 3.5 |  | Yes | Yes | Yes | Yes | Yes | Yes | 1007740
| Bathroom Exhaust Fans |  | Panasonic Eco Systems North America | Panasonic | FV-0511VKL3 |  | 0 |  | 6" | Horizontal Exhaust | 50 CFM | 0.25 | 50 | 0.3 | 7.2 |  | Yes | Yes | Yes | Yes | Yes | Yes | 1007740
| Bathroom Exhaust Fans |  | Panasonic Eco Systems North America | Panasonic | FV-0511VKL3 |  | 0 |  | 6" | Horizontal Exhaust | 50 CFM | 0.375 | 50 |  | 10.1 |  | Yes | Yes | Yes | Yes | Yes | Yes | 1007740
| Bathroom Exhaust Fans |  | Panasonic Eco Systems North America | Panasonic | FV-0511VKL3 |  | 0 |  | 6" | Horizontal Exhaust | 50 CFM | 0.5 | 50 |  | 13.7 |  | Yes | Yes | Yes | Yes | Yes | Yes | 1007740
| Bathroom Exhaust Fans |  | Panasonic Eco Systems North America | Panasonic | FV-0511VKL3 |  | 0 |  | 6" | Horizontal Exhaust | 80 CFM | 0.1 | 80 | <0.3 | 4.6 |  | Yes | Yes | Yes | Yes | Yes | Yes | 1007740
| Bathroom Exhaust Fans |  | Panasonic Eco Systems North America | Panasonic | FV-0511VKL3 |  | 0 |  | 6" | Horizontal Exhaust | 80 CFM | 0.25 | 80 | 0.3 | 9.4 |  | Yes | Yes | Yes | Yes | Yes | Yes | 1007740
| Bathroom Exhaust Fans |  | Panasonic Eco Systems North America | Panasonic | FV-0511VKL3 |  | 0 |  | 6" | Horizontal Exhaust | 80 CFM | 0.375 | 80 |  | 13.5 |  | Yes | Yes | Yes | Yes | Yes | Yes | 1007740
| Bathroom Exhaust Fans |  | Panasonic Eco Systems North America | Panasonic | FV-0511VKL3 |  | 0 |  | 6" | Horizontal Exhaust | 80 CFM | 0.5 | 80 |  | 18.2 |  | Yes | Yes | Yes | Yes | Yes | Yes | 1007740
| Bathroom Exhaust Fans |  | Panasonic Eco Systems North America | Panasonic | FV-0511VKL3 |  | 0 |  | 4" | Horizontal Exhaust | 80 CFM | 0.1 | 80 | <0.3 | 6.4 |  | Yes | Yes | Yes | Yes | Yes | Yes | 1007740
| Bathroom Exhaust Fans |  | Panasonic Eco Systems North America | Panasonic | FV-0511VKL3 |  | 0 |  | 4" | Horizontal Exhaust | 80 CFM | 0.25 | 80 | 0.7 | 11.1 |  | Yes | Yes | Yes | Yes | Yes | Yes | 1007740
| Bathroom Exhaust Fans |  | Panasonic Eco Systems North America | Panasonic | FV-0511VKL3 |  | 0 |  | 4" | Horizontal Exhaust | 80 CFM | 0.375 | 80 |  | 15 |  | Yes | Yes | Yes | Yes | Yes | Yes | 1007740
| Bathroom Exhaust Fans |  | Panasonic Eco Systems North America | Panasonic | FV-0511VKL3 |  | 0 |  | 4" | Horizontal Exhaust | 80 CFM | 0.5 | 80 |  | 18.8 |  | Yes | Yes | Yes | Yes | Yes | Yes | 1007740
| Bathroom Exhaust Fans |  | Panasonic Eco Systems North America | Panasonic | FV-0511VKL3 |  | 0 |  | 4" | Horizontal Exhaust | 50 CFM | 0.1 | 50 | <0.3 | 3.9 |  | Yes | Yes | Yes | Yes | Yes | Yes | 1007740
| Bathroom Exhaust Fans |  | Panasonic Eco Systems North America | Panasonic | FV-0511VKL3 |  | 0 |  | 4" | Horizontal Exhaust | 50 CFM | 0.25 | 50 | 0.6 | 7.4 |  | Yes | Yes | Yes | Yes | Yes | Yes | 1007740
| Bathroom Exhaust Fans |  | Panasonic Eco Systems North America | Panasonic | FV-0511VKL3 |  | 0 |  | 4" | Horizontal Exhaust | 50 CFM | 0.375 | 50 |  | 10.7 |  | Yes | Yes | Yes | Yes | Yes | Yes | 1007740
| Bathroom Exhaust Fans |  | Panasonic Eco Systems North America | Panasonic | FV-0511VKL3 |  | 0 |  | 4" | Horizontal Exhaust | 50 CFM | 0.5 | 50 |  | 14.2 |  | Yes | Yes | Yes | Yes | Yes | Yes | 1007740
| Bathroom Exhaust Fans |  | Panasonic Eco Systems North America | Panasonic | FV-0511VKL3 |  | 0 |  | 4" | Horizontal Exhaust | 110 CFM | 0.1 | 110 | <0.3 | 10.5 |  | Yes | Yes | Yes | Yes | Yes | Yes | 1007740
| Bathroom Exhaust Fans |  | Panasonic Eco Systems North America | Panasonic | FV-0511VKL3 |  | 0 |  | 4" | Horizontal Exhaust | 110 CFM | 0.375 | 110 |  | 22.1 |  | Yes | Yes | Yes | Yes | Yes | Yes | 1007740
| Bathroom Exhaust Fans |  | Panasonic Eco Systems North America | Panasonic | FV-0511VKL3 |  | 0 |  | 4" | Horizontal Exhaust | 110 CFM | 0.5 | 99 |  | 24.8 |  | Yes | Yes | Yes | Yes | Yes | Yes | 1007740
| Bathroom Exhaust Fans |  | Panasonic Eco Systems North America | Panasonic | FV-0511VKS3 |  | 0 |  | 6" | Horizontal Exhaust | 80 CFM | 0.1 | 80 | <0.3 | 4.4 |  | Yes | Yes | Yes | Yes | Yes | Yes | 1007737
| Bathroom Exhaust Fans |  | Panasonic Eco Systems North America | Panasonic | FV-0511VKS3 |  | 0 |  | 6" | Horizontal Exhaust | 80 CFM | 0.25 | 80 | 0.3 | 9.2 |  | Yes | Yes | Yes | Yes | Yes | Yes | 1007737
| Bathroom Exhaust Fans |  | Panasonic Eco Systems North America | Panasonic | FV-0511VKS3 |  | 0 |  | 6" | Horizontal Exhaust | 80 CFM | 0.375 | 80 |  | 13.2 |  | Yes | Yes | Yes | Yes | Yes | Yes | 1007737
| Bathroom Exhaust Fans |  | Panasonic Eco Systems North America | Panasonic | FV-0511VKS3 |  | 0 |  | 6" | Horizontal Exhaust | 80 CFM | 0.5 | 80 |  | 17.6 |  | Yes | Yes | Yes | Yes | Yes | Yes | 1007737
| Bathroom Exhaust Fans |  | Panasonic Eco Systems North America | Panasonic | FV-0511VKS3 |  | 0 |  | 6" | Horizontal Exhaust | 70 CFM | 0.1 | 70 | <0.3 | 4 |  | Yes | Yes | Yes | Yes | Yes | Yes | 1007737
| Bathroom Exhaust Fans |  | Panasonic Eco Systems North America | Panasonic | FV-0511VKS3 |  | 0 |  | 6" | Horizontal Exhaust | 70 CFM | 0.25 | 70 | 0.3 | 8.2 |  | Yes | Yes | Yes | Yes | Yes | Yes | 1007737
| Bathroom Exhaust Fans |  | Panasonic Eco Systems North America | Panasonic | FV-0511VKS3 |  | 0 |  | 6" | Horizontal Exhaust | 70 CFM | 0.375 | 70 |  | 12.2 |  | Yes | Yes | Yes | Yes | Yes | Yes | 1007737
| Bathroom Exhaust Fans |  | Panasonic Eco Systems North America | Panasonic | FV-0511VKS3 |  | 0 |  | 6" | Horizontal Exhaust | 70 CFM | 0.5 | 70 |  | 16.3 |  | Yes | Yes | Yes | Yes | Yes | Yes | 1007737
| Bathroom Exhaust Fans |  | Panasonic Eco Systems North America | Panasonic | FV-0511VKS3 |  | 0 |  | 6" | Horizontal Exhaust | 60 CFM | 0.1 | 60 | <0.3 | 3.6 |  | Yes | Yes | Yes | Yes | Yes | Yes | 1007737
| Bathroom Exhaust Fans |  | Panasonic Eco Systems North America | Panasonic | FV-0511VKS3 |  | 0 |  | 6" | Horizontal Exhaust | 60 CFM | 0.25 | 60 | 0.3 | 7.4 |  | Yes | Yes | Yes | Yes | Yes | Yes | 1007737
| Bathroom Exhaust Fans |  | Panasonic Eco Systems North America | Panasonic | FV-0511VKS3 |  | 0 |  | 6" | Horizontal Exhaust | 60 CFM | 0.375 | 60 |  | 11.1 |  | Yes | Yes | Yes | Yes | Yes | Yes | 1007737
| Bathroom Exhaust Fans |  | Panasonic Eco Systems North America | Panasonic | FV-0511VKS3 |  | 0 |  | 6" | Horizontal Exhaust | 60 CFM | 0.5 | 60 |  | 15 |  | Yes | Yes | Yes | Yes | Yes | Yes | 1007737
| Bathroom Exhaust Fans |  | Panasonic Eco Systems North America | Panasonic | FV-0511VKS3 |  | 0 |  | 6" | Horizontal Exhaust | 50 CFM | 0.1 | 50 | <0.3 | 3.4 |  | Yes | Yes | Yes | Yes | Yes | Yes | 1007737
| Bathroom Exhaust Fans |  | Panasonic Eco Systems North America | Panasonic | FV-0511VKS3 |  | 0 |  | 6" | Horizontal Exhaust | 50 CFM | 0.25 | 50 | 0.4 | 7 |  | Yes | Yes | Yes | Yes | Yes | Yes | 1007737
| Bathroom Exhaust Fans |  | Panasonic Eco Systems North America | Panasonic | FV-0511VKS3 |  | 0 |  | 6" | Horizontal Exhaust | 50 CFM | 0.375 | 50 |  | 9.9 |  | Yes | Yes | Yes | Yes | Yes | Yes | 1007737
| Bathroom Exhaust Fans |  | Panasonic Eco Systems North America | Panasonic | FV-0511VKS3 |  | 0 |  | 6" | Horizontal Exhaust | 50 CFM | 0.5 | 50 |  | 13.3 |  | Yes | Yes | Yes | Yes | Yes | Yes | 1007737
| Bathroom Exhaust Fans |  | Panasonic Eco Systems North America | Panasonic | FV-0511VKS3 |  | 0 |  | 6" | Horizontal Exhaust | 40 CFM | 0.1 | 40 | <0.3 | 3 |  | Yes | Yes | Yes | Yes | Yes | Yes | 1007737
| Bathroom Exhaust Fans |  | Panasonic Eco Systems North America | Panasonic | FV-0511VKS3 |  | 0 |  | 6" | Horizontal Exhaust | 40 CFM | 0.25 | 40 | <0.3 | 6.2 |  | Yes | Yes | Yes | Yes | Yes | Yes | 1007737
| Bathroom Exhaust Fans |  | Panasonic Eco Systems North America | Panasonic | FV-0511VKS3 |  | 0 |  | 6" | Horizontal Exhaust | 40 CFM | 0.375 | 40 |  | 8.7 |  | Yes | Yes | Yes | Yes | Yes | Yes | 1007737
| Bathroom Exhaust Fans |  | Panasonic Eco Systems North America | Panasonic | FV-0511VKS3 |  | 0 |  | 6" | Horizontal Exhaust | 40 CFM | 0.5 | 40 |  | 12 |  | Yes | Yes | Yes | Yes | Yes | Yes | 1007737
| Bathroom Exhaust Fans |  | Panasonic Eco Systems North America | Panasonic | FV-0511VKS3 |  | 0 |  | 6" | Horizontal Exhaust | 30 CFM | 0.1 | 30 | <0.3 | 2.8 |  | Yes | Yes | Yes | Yes | Yes | Yes | 1007737
| Bathroom Exhaust Fans |  | Panasonic Eco Systems North America | Panasonic | FV-0511VKS3 |  | 0 |  | 6" | Horizontal Exhaust | 30 CFM | 0.25 | 30 | <0.3 | 5.5 |  | Yes | Yes | Yes | Yes | Yes | Yes | 1007737
| Bathroom Exhaust Fans |  | Panasonic Eco Systems North America | Panasonic | FV-0511VKS3 |  | 0 |  | 6" | Horizontal Exhaust | 30 CFM | 0.375 | 30 |  | 7.9 |  | Yes | Yes | Yes | Yes | Yes | Yes | 1007737
| Bathroom Exhaust Fans |  | Panasonic Eco Systems North America | Panasonic | FV-0511VKS3 |  | 0 |  | 6" | Horizontal Exhaust | 30 CFM | 0.5 | 30 |  | 11.4 |  | Yes | Yes | Yes | Yes | Yes | Yes | 1007737
| Bathroom Exhaust Fans |  | Panasonic Eco Systems North America | Panasonic | FV-0511VKS3 |  | 0 |  | 6" | Horizontal Exhaust | 110 CFM | 0.1 | 110 | <0.3 | 6.7 |  | Yes | Yes | Yes | Yes | Yes | Yes | 1007737
| Bathroom Exhaust Fans |  | Panasonic Eco Systems North America | Panasonic | FV-0511VKS3 |  | 0 |  | 6" | Horizontal Exhaust | 110 CFM | 0.25 | 110 | 0.3 | 12.1 |  | Yes | Yes | Yes | Yes | Yes | Yes | 1007737
| Bathroom Exhaust Fans |  | Panasonic Eco Systems North America | Panasonic | FV-0511VKS3 |  | 0 |  | 6" | Horizontal Exhaust | 110 CFM | 0.375 | 110 |  | 17 |  | Yes | Yes | Yes | Yes | Yes | Yes | 1007737
| Bathroom Exhaust Fans |  | Panasonic Eco Systems North America | Panasonic | FV-0511VKS3 |  | 0 |  | 6" | Horizontal Exhaust | 110 CFM | 0.5 | 109 |  | 23 |  | Yes | Yes | Yes | Yes | Yes | Yes | 1007737
| Bathroom Exhaust Fans |  | Panasonic Eco Systems North America | Panasonic | FV-0511VKS3 |  | 0 |  | 6" | Horizontal Exhaust | 100 CFM | 0.1 | 100 | <0.3 | 5.5 |  | Yes | Yes | Yes | Yes | Yes | Yes | 1007737
| Bathroom Exhaust Fans |  | Panasonic Eco Systems North America | Panasonic | FV-0511VKS3 |  | 0 |  | 6" | Horizontal Exhaust | 100 CFM | 0.25 | 100 | 0.3 | 10.5 |  | Yes | Yes | Yes | Yes | Yes | Yes | 1007737
| Bathroom Exhaust Fans |  | Panasonic Eco Systems North America | Panasonic | FV-0511VKS3 |  | 0 |  | 6" | Horizontal Exhaust | 100 CFM | 0.375 | 100 |  | 15.4 |  | Yes | Yes | Yes | Yes | Yes | Yes | 1007737
| Bathroom Exhaust Fans |  | Panasonic Eco Systems North America | Panasonic | FV-0511VKS3 |  | 0 |  | 6" | Horizontal Exhaust | 100 CFM | 0.5 | 100 |  | 20.5 |  | Yes | Yes | Yes | Yes | Yes | Yes | 1007737
| Bathroom Exhaust Fans |  | Panasonic Eco Systems North America | Panasonic | FV-0511VKS3 |  | 0 |  | 6" | Horizontal Exhaust | 90 CFM | 0.1 | 90 | <0.3 | 4.9 |  | Yes | Yes | Yes | Yes | Yes | Yes | 1007737
| Bathroom Exhaust Fans |  | Panasonic Eco Systems North America | Panasonic | FV-0511VKS3 |  | 0 |  | 6" | Horizontal Exhaust | 90 CFM | 0.25 | 90 | 0.3 | 9.7 |  | Yes | Yes | Yes | Yes | Yes | Yes | 1007737
| Bathroom Exhaust Fans |  | Panasonic Eco Systems North America | Panasonic | FV-0511VKS3 |  | 0 |  | 6" | Horizontal Exhaust | 90 CFM | 0.375 | 90 |  | 14.3 |  | Yes | Yes | Yes | Yes | Yes | Yes | 1007737
| Bathroom Exhaust Fans |  | Panasonic Eco Systems North America | Panasonic | FV-0511VKS3 |  | 0 |  | 6" | Horizontal Exhaust | 90 CFM | 0.5 | 90 |  | 19.3 |  | Yes | Yes | Yes | Yes | Yes | Yes | 1007737
| Bathroom Exhaust Fans |  | Panasonic Eco Systems North America | Panasonic | FV-0511VKS3 |  | 0 |  | 4" | Horizontal Exhaust | 110 CFM | 0.1 | 110 | <0.3 | 9.7 |  | Yes | Yes | Yes | Yes | Yes | Yes | 1007737
| Bathroom Exhaust Fans |  | Panasonic Eco Systems North America | Panasonic | FV-0511VKS3 |  | 0 |  | 4" | Horizontal Exhaust | 110 CFM | 0.25 | 110 | 0.8 | 15.2 |  | Yes | Yes | Yes | Yes | Yes | Yes | 1007737
| Bathroom Exhaust Fans |  | Panasonic Eco Systems North America | Panasonic | FV-0511VKS3 |  | 0 |  | 4" | Horizontal Exhaust | 110 CFM | 0.375 | 110 |  | 21 |  | Yes | Yes | Yes | Yes | Yes | Yes | 1007737
| Bathroom Exhaust Fans |  | Panasonic Eco Systems North America | Panasonic | FV-0511VKS3 |  | 0 |  | 4" | Horizontal Exhaust | 110 CFM | 0.5 | 104 |  | 24.7 |  | Yes | Yes | Yes | Yes | Yes | Yes | 1007737
| Bathroom Exhaust Fans |  | Panasonic Eco Systems North America | Panasonic | FV-0511VKS3 |  | 0 |  | 4" | Horizontal Exhaust | 100 CFM | 0.1 | 100 | <0.3 | 7.8 |  | Yes | Yes | Yes | Yes | Yes | Yes | 1007737
| Bathroom Exhaust Fans |  | Panasonic Eco Systems North America | Panasonic | FV-0511VKS3 |  | 0 |  | 4" | Horizontal Exhaust | 100 CFM | 0.25 | 100 | 0.7 | 13 |  | Yes | Yes | Yes | Yes | Yes | Yes | 1007737
| Bathroom Exhaust Fans |  | Panasonic Eco Systems North America | Panasonic | FV-0511VKS3 |  | 0 |  | 4" | Horizontal Exhaust | 100 CFM | 0.375 | 100 |  | 18 |  | Yes | Yes | Yes | Yes | Yes | Yes | 1007737
| Bathroom Exhaust Fans |  | Panasonic Eco Systems North America | Panasonic | FV-0511VKS3 |  | 0 |  | 4" | Horizontal Exhaust | 100 CFM | 0.5 | 100 |  | 23.5 |  | Yes | Yes | Yes | Yes | Yes | Yes | 1007737
| Bathroom Exhaust Fans |  | Panasonic Eco Systems North America | Panasonic | FV-0511VKS3 |  | 0 |  | 4" | Horizontal Exhaust | 90 CFM | 0.1 | 90 | <0.3 | 6.6 |  | Yes | Yes | Yes | Yes | Yes | Yes | 1007737
| Bathroom Exhaust Fans |  | Panasonic Eco Systems North America | Panasonic | FV-0511VKS3 |  | 0 |  | 4" | Horizontal Exhaust | 90 CFM | 0.25 | 90 | 0.7 | 11.6 |  | Yes | Yes | Yes | Yes | Yes | Yes | 1007737
| Bathroom Exhaust Fans |  | Panasonic Eco Systems North America | Panasonic | FV-0511VKS3 |  | 0 |  | 4" | Horizontal Exhaust | 90 CFM | 0.375 | 90 |  | 16.2 |  | Yes | Yes | Yes | Yes | Yes | Yes | 1007737
| Bathroom Exhaust Fans |  | Panasonic Eco Systems North America | Panasonic | FV-0511VKS3 |  | 0 |  | 4" | Horizontal Exhaust | 90 CFM | 0.5 | 89 |  | 21 |  | Yes | Yes | Yes | Yes | Yes | Yes | 1007737
| Bathroom Exhaust Fans |  | Panasonic Eco Systems North America | Panasonic | FV-0511VKS3 |  | 0 |  | 4" | Horizontal Exhaust | 80 CFM | 0.1 | 80 | <0.3 | 5.6 |  | Yes | Yes | Yes | Yes | Yes | Yes | 1007737
| Bathroom Exhaust Fans |  | Panasonic Eco Systems North America | Panasonic | FV-0511VKS3 |  | 0 |  | 4" | Horizontal Exhaust | 80 CFM | 0.25 | 80 | 0.7 | 10.6 |  | Yes | Yes | Yes | Yes | Yes | Yes | 1007737
| Bathroom Exhaust Fans |  | Panasonic Eco Systems North America | Panasonic | FV-0511VKS3 |  | 0 |  | 4" | Horizontal Exhaust | 80 CFM | 0.375 | 80 |  | 14.7 |  | Yes | Yes | Yes | Yes | Yes | Yes | 1007737
| Bathroom Exhaust Fans |  | Panasonic Eco Systems North America | Panasonic | FV-0511VKS3 |  | 0 |  | 4" | Horizontal Exhaust | 80 CFM | 0.5 | 80 |  | 19.4 |  | Yes | Yes | Yes | Yes | Yes | Yes | 1007737
| Bathroom Exhaust Fans |  | Panasonic Eco Systems North America | Panasonic | FV-0511VKS3 |  | 0 |  | 4" | Horizontal Exhaust | 70 CFM | 0.1 | 70 | <0.3 | 5.1 |  | Yes | Yes | Yes | Yes | Yes | Yes | 1007737
| Bathroom Exhaust Fans |  | Panasonic Eco Systems North America | Panasonic | FV-0511VKS3 |  | 0 |  | 4" | Horizontal Exhaust | 70 CFM | 0.25 | 70 | 0.7 | 9.3 |  | Yes | Yes | Yes | Yes | Yes | Yes | 1007737
| Bathroom Exhaust Fans |  | Panasonic Eco Systems North America | Panasonic | FV-0511VKS3 |  | 0 |  | 4" | Horizontal Exhaust | 70 CFM | 0.375 | 70 |  | 13.4 |  | Yes | Yes | Yes | Yes | Yes | Yes | 1007737
| Bathroom Exhaust Fans |  | Panasonic Eco Systems North America | Panasonic | FV-0511VKS3 |  | 0 |  | 4" | Horizontal Exhaust | 70 CFM | 0.5 | 70 |  | 17 |  | Yes | Yes | Yes | Yes | Yes | Yes | 1007737
| Bathroom Exhaust Fans |  | Panasonic Eco Systems North America | Panasonic | FV-0511VKS3 |  | 0 |  | 4" | Horizontal Exhaust | 60 CFM | 0.1 | 60 | <0.3 | 4.4 |  | Yes | Yes | Yes | Yes | Yes | Yes | 1007737
| Bathroom Exhaust Fans |  | Panasonic Eco Systems North America | Panasonic | FV-0511VKS3 |  | 0 |  | 4" | Horizontal Exhaust | 60 CFM | 0.25 | 60 | 0.7 | 8.1 |  | Yes | Yes | Yes | Yes | Yes | Yes | 1007737
| Bathroom Exhaust Fans |  | Panasonic Eco Systems North America | Panasonic | FV-0511VKS3 |  | 0 |  | 4" | Horizontal Exhaust | 60 CFM | 0.375 | 60 |  | 11.7 |  | Yes | Yes | Yes | Yes | Yes | Yes | 1007737
| Bathroom Exhaust Fans |  | Panasonic Eco Systems North America | Panasonic | FV-0511VKS3 |  | 0 |  | 4" | Horizontal Exhaust | 60 CFM | 0.5 | 60 |  | 15.5 |  | Yes | Yes | Yes | Yes | Yes | Yes | 1007737
| Bathroom Exhaust Fans |  | Panasonic Eco Systems North America | Panasonic | FV-0511VKS3 |  | 0 |  | 4" | Horizontal Exhaust | 50 CFM | 0.1 | 50 | <0.3 | 3.8 |  | Yes | Yes | Yes | Yes | Yes | Yes | 1007737
| Bathroom Exhaust Fans |  | Panasonic Eco Systems North America | Panasonic | FV-0511VKS3 |  | 0 |  | 4" | Horizontal Exhaust | 50 CFM | 0.25 | 50 | 0.6 | 7.3 |  | Yes | Yes | Yes | Yes | Yes | Yes | 1007737
| Bathroom Exhaust Fans |  | Panasonic Eco Systems North America | Panasonic | FV-0511VKS3 |  | 0 |  | 4" | Horizontal Exhaust | 50 CFM | 0.375 | 50 |  | 10.4 |  | Yes | Yes | Yes | Yes | Yes | Yes | 1007737
| Bathroom Exhaust Fans |  | Panasonic Eco Systems North America | Panasonic | FV-0511VKS3 |  | 0 |  | 4" | Horizontal Exhaust | 50 CFM | 0.5 | 50 |  | 13.6 |  | Yes | Yes | Yes | Yes | Yes | Yes | 1007737
| Bathroom Exhaust Fans |  | Panasonic Eco Systems North America | Panasonic | FV-0511VKS3 |  | 0 |  | 4" | Horizontal Exhaust | 40 CFM | 0.1 | 40 | <0.3 | 3.4 |  | Yes | Yes | Yes | Yes | Yes | Yes | 1007737
| Bathroom Exhaust Fans |  | Panasonic Eco Systems North America | Panasonic | FV-0511VKS3 |  | 0 |  | 4" | Horizontal Exhaust | 40 CFM | 0.25 | 40 | 0.6 | 6.3 |  | Yes | Yes | Yes | Yes | Yes | Yes | 1007737
| Bathroom Exhaust Fans |  | Panasonic Eco Systems North America | Panasonic | FV-0511VKS3 |  | 0 |  | 4" | Horizontal Exhaust | 40 CFM | 0.375 | 40 |  | 9.3 |  | Yes | Yes | Yes | Yes | Yes | Yes | 1007737
| Bathroom Exhaust Fans |  | Panasonic Eco Systems North America | Panasonic | FV-0511VKS3 |  | 0 |  | 4" | Horizontal Exhaust | 40 CFM | 0.5 | 40 |  | 12 |  | Yes | Yes | Yes | Yes | Yes | Yes | 1007737
| Bathroom Exhaust Fans |  | Panasonic Eco Systems North America | Panasonic | FV-0511VKS3 |  | 0 |  | 4" | Horizontal Exhaust | 30 CFM | 0.1 | 30 | <0.3 | 2.9 |  | Yes | Yes | Yes | Yes | Yes | Yes | 1007737
| Bathroom Exhaust Fans |  | Panasonic Eco Systems North America | Panasonic | FV-0511VKS3 |  | 0 |  | 4" | Horizontal Exhaust | 30 CFM | 0.25 | 30 | 0.6 | 5.6 |  | Yes | Yes | Yes | Yes | Yes | Yes | 1007737
| Bathroom Exhaust Fans |  | Panasonic Eco Systems North America | Panasonic | FV-0511VKS3 |  | 0 |  | 4" | Horizontal Exhaust | 30 CFM | 0.375 | 30 |  | 8.4 |  | Yes | Yes | Yes | Yes | Yes | Yes | 1007737
| Bathroom Exhaust Fans |  | Panasonic Eco Systems North America | Panasonic | FV-0511VKS3 |  | 0 |  | 4" | Horizontal Exhaust | 30 CFM | 0.5 | 30 |  | 11.5 |  | Yes | Yes | Yes | Yes | Yes | Yes | 1007737
| Bathroom Exhaust Fans |  | Panasonic Eco Systems North America | Panasonic | FV-0511VKS3S |  | 0 |  | 6" | Horizontal Exhaust | 50 CFM | 0.1 | 50 | <0.3 | 3.4 |  | Yes | Yes | Yes | Yes | Yes | Yes | 1007741
| Bathroom Exhaust Fans |  | Panasonic Eco Systems North America | Panasonic | FV-0511VKS3S |  | 0 |  | 6" | Horizontal Exhaust | 50 CFM | 0.25 | 50 | <0.3 | 7.2 |  | Yes | Yes | Yes | Yes | Yes | Yes | 1007741
| Bathroom Exhaust Fans |  | Panasonic Eco Systems North America | Panasonic | FV-0511VKS3S |  | 0 |  | 6" | Horizontal Exhaust | 50 CFM | 0.375 | 50 |  | 10.3 |  | Yes | Yes | Yes | Yes | Yes | Yes | 1007741
| Bathroom Exhaust Fans |  | Panasonic Eco Systems North America | Panasonic | FV-0511VKS3S |  | 0 |  | 6" | Horizontal Exhaust | 50 CFM | 0.5 | 50 |  | 13.4 |  | Yes | Yes | Yes | Yes | Yes | Yes | 1007741
| Bathroom Exhaust Fans |  | Panasonic Eco Systems North America | Panasonic | FV-0511VKS3S |  | 0 |  | 6" | Horizontal Exhaust | 40 CFM | 0.1 | 40 | <0.3 | 3.1 |  | Yes | Yes | Yes | Yes | Yes | Yes | 1007741
| Bathroom Exhaust Fans |  | Panasonic Eco Systems North America | Panasonic | FV-0511VKS3S |  | 0 |  | 6" | Horizontal Exhaust | 40 CFM | 0.25 | 40 | <0.3 | 6.2 |  | Yes | Yes | Yes | Yes | Yes | Yes | 1007741
| Bathroom Exhaust Fans |  | Panasonic Eco Systems North America | Panasonic | FV-0511VKS3S |  | 0 |  | 6" | Horizontal Exhaust | 40 CFM | 0.375 | 40 |  | 9.1 |  | Yes | Yes | Yes | Yes | Yes | Yes | 1007741
| Bathroom Exhaust Fans |  | Panasonic Eco Systems North America | Panasonic | FV-0511VKS3S |  | 0 |  | 6" | Horizontal Exhaust | 40 CFM | 0.5 | 40 |  | 12.4 |  | Yes | Yes | Yes | Yes | Yes | Yes | 1007741
| Bathroom Exhaust Fans |  | Panasonic Eco Systems North America | Panasonic | FV-0511VKS3S |  | 0 |  | 6" | Horizontal Exhaust | 30 CFM | 0.1 | 30 | <0.3 | 2.9 |  | Yes | Yes | Yes | Yes | Yes | Yes | 1007741
| Bathroom Exhaust Fans |  | Panasonic Eco Systems North America | Panasonic | FV-0511VKS3S |  | 0 |  | 6" | Horizontal Exhaust | 30 CFM | 0.25 | 30 | <0.3 | 5.6 |  | Yes | Yes | Yes | Yes | Yes | Yes | 1007741
| Bathroom Exhaust Fans |  | Panasonic Eco Systems North America | Panasonic | FV-0511VKS3S |  | 0 |  | 6" | Horizontal Exhaust | 30 CFM | 0.375 | 30 |  | 8.2 |  | Yes | Yes | Yes | Yes | Yes | Yes | 1007741
| Bathroom Exhaust Fans |  | Panasonic Eco Systems North America | Panasonic | FV-0511VKS3S |  | 0 |  | 6" | Horizontal Exhaust | 30 CFM | 0.5 | 30 |  | 11.6 |  | Yes | Yes | Yes | Yes | Yes | Yes | 1007741
| Bathroom Exhaust Fans |  | Panasonic Eco Systems North America | Panasonic | FV-0511VKS3S |  | 0 |  | 6" | Horizontal Exhaust | 110 CFM | 0.1 | 110 | <0.3 | 7.4 |  | Yes | Yes | Yes | Yes | Yes | Yes | 1007741
| Bathroom Exhaust Fans |  | Panasonic Eco Systems North America | Panasonic | FV-0511VKS3S |  | 0 |  | 6" | Horizontal Exhaust | 110 CFM | 0.25 | 110 | <0.3 | 12.9 |  | Yes | Yes | Yes | Yes | Yes | Yes | 1007741
| Bathroom Exhaust Fans |  | Panasonic Eco Systems North America | Panasonic | FV-0511VKS3S |  | 0 |  | 6" | Horizontal Exhaust | 110 CFM | 0.375 | 110 |  | 18.1 |  | Yes | Yes | Yes | Yes | Yes | Yes | 1007741
| Bathroom Exhaust Fans |  | Panasonic Eco Systems North America | Panasonic | FV-0511VKS3S |  | 0 |  | 6" | Horizontal Exhaust | 110 CFM | 0.5 | 109 |  | 23.8 |  | Yes | Yes | Yes | Yes | Yes | Yes | 1007741
| Bathroom Exhaust Fans |  | Panasonic Eco Systems North America | Panasonic | FV-0511VKS3S |  | 0 |  | 6" | Horizontal Exhaust | 100 CFM | 0.1 | 100 | <0.3 | 6.2 |  | Yes | Yes | Yes | Yes | Yes | Yes | 1007741
| Bathroom Exhaust Fans |  | Panasonic Eco Systems North America | Panasonic | FV-0511VKS3S |  | 0 |  | 6" | Horizontal Exhaust | 100 CFM | 0.25 | 100 | <0.3 | 11.2 |  | Yes | Yes | Yes | Yes | Yes | Yes | 1007741
| Bathroom Exhaust Fans |  | Panasonic Eco Systems North America | Panasonic | FV-0511VKS3S |  | 0 |  | 6" | Horizontal Exhaust | 100 CFM | 0.375 | 100 |  | 16.6 |  | Yes | Yes | Yes | Yes | Yes | Yes | 1007741
| Bathroom Exhaust Fans |  | Panasonic Eco Systems North America | Panasonic | FV-0511VKS3S |  | 0 |  | 6" | Horizontal Exhaust | 100 CFM | 0.5 | 100 |  | 21.7 |  | Yes | Yes | Yes | Yes | Yes | Yes | 1007741
| Bathroom Exhaust Fans |  | Panasonic Eco Systems North America | Panasonic | FV-0511VKS3S |  | 0 |  | 6" | Horizontal Exhaust | 90 CFM | 0.1 | 90 | <0.3 | 5.4 |  | Yes | Yes | Yes | Yes | Yes | Yes | 1007741
| Bathroom Exhaust Fans |  | Panasonic Eco Systems North America | Panasonic | FV-0511VKS3S |  | 0 |  | 6" | Horizontal Exhaust | 90 CFM | 0.25 | 90 | <0.3 | 10.6 |  | Yes | Yes | Yes | Yes | Yes | Yes | 1007741
| Bathroom Exhaust Fans |  | Panasonic Eco Systems North America | Panasonic | FV-0511VKS3S |  | 0 |  | 6" | Horizontal Exhaust | 90 CFM | 0.375 | 90 |  | 15 |  | Yes | Yes | Yes | Yes | Yes | Yes | 1007741
| Bathroom Exhaust Fans |  | Panasonic Eco Systems North America | Panasonic | FV-0511VKS3S |  | 0 |  | 6" | Horizontal Exhaust | 90 CFM | 0.5 | 90 |  | 19.8 |  | Yes | Yes | Yes | Yes | Yes | Yes | 1007741
| Bathroom Exhaust Fans |  | Panasonic Eco Systems North America | Panasonic | FV-0511VKS3S |  | 0 |  | 6" | Horizontal Exhaust | 80 CFM | 0.1 | 80 | <0.3 | 4.7 |  | Yes | Yes | Yes | Yes | Yes | Yes | 1007741
| Bathroom Exhaust Fans |  | Panasonic Eco Systems North America | Panasonic | FV-0511VKS3S |  | 0 |  | 6" | Horizontal Exhaust | 80 CFM | 0.25 | 80 | <0.3 | 9.5 |  | Yes | Yes | Yes | Yes | Yes | Yes | 1007741
| Bathroom Exhaust Fans |  | Panasonic Eco Systems North America | Panasonic | FV-0511VKS3S |  | 0 |  | 6" | Horizontal Exhaust | 80 CFM | 0.375 | 80 |  | 13.2 |  | Yes | Yes | Yes | Yes | Yes | Yes | 1007741
| Bathroom Exhaust Fans |  | Panasonic Eco Systems North America | Panasonic | FV-0511VKS3S |  | 0 |  | 6" | Horizontal Exhaust | 80 CFM | 0.5 | 80 |  | 18.1 |  | Yes | Yes | Yes | Yes | Yes | Yes | 1007741
| Bathroom Exhaust Fans |  | Panasonic Eco Systems North America | Panasonic | FV-0511VKS3S |  | 0 |  | 6" | Horizontal Exhaust | 70 CFM | 0.1 | 70 | <0.3 | 4.3 |  | Yes | Yes | Yes | Yes | Yes | Yes | 1007741
| Bathroom Exhaust Fans |  | Panasonic Eco Systems North America | Panasonic | FV-0511VKS3S |  | 0 |  | 6" | Horizontal Exhaust | 70 CFM | 0.25 | 70 | <0.3 | 8.6 |  | Yes | Yes | Yes | Yes | Yes | Yes | 1007741
| Bathroom Exhaust Fans |  | Panasonic Eco Systems North America | Panasonic | FV-0511VKS3S |  | 0 |  | 6" | Horizontal Exhaust | 70 CFM | 0.375 | 70 |  | 12.4 |  | Yes | Yes | Yes | Yes | Yes | Yes | 1007741
| Bathroom Exhaust Fans |  | Panasonic Eco Systems North America | Panasonic | FV-0511VKS3S |  | 0 |  | 6" | Horizontal Exhaust | 70 CFM | 0.5 | 70 |  | 16.7 |  | Yes | Yes | Yes | Yes | Yes | Yes | 1007741
| Bathroom Exhaust Fans |  | Panasonic Eco Systems North America | Panasonic | FV-0511VKS3S |  | 0 |  | 6" | Horizontal Exhaust | 60 CFM | 0.1 | 60 | <0.3 | 3.9 |  | Yes | Yes | Yes | Yes | Yes | Yes | 1007741
| Bathroom Exhaust Fans |  | Panasonic Eco Systems North America | Panasonic | FV-0511VKS3S |  | 0 |  | 6" | Horizontal Exhaust | 60 CFM | 0.25 | 60 | <0.3 | 7.7 |  | Yes | Yes | Yes | Yes | Yes | Yes | 1007741
| Bathroom Exhaust Fans |  | Panasonic Eco Systems North America | Panasonic | FV-0511VKS3S |  | 0 |  | 6" | Horizontal Exhaust | 60 CFM | 0.375 | 60 |  | 11 |  | Yes | Yes | Yes | Yes | Yes | Yes | 1007741
| Bathroom Exhaust Fans |  | Panasonic Eco Systems North America | Panasonic | FV-0511VKS3S |  | 0 |  | 6" | Horizontal Exhaust | 60 CFM | 0.5 | 60 |  | 15 |  | Yes | Yes | Yes | Yes | Yes | Yes | 1007741
| Bathroom Exhaust Fans |  | Panasonic Eco Systems North America | Panasonic | FV-0511VKS3S |  | 0 |  | 4" | Horizontal Exhaust | 70 CFM | 0.1 | 70 | <0.3 | 5.4 |  | Yes | Yes | Yes | Yes | Yes | Yes | 1007741
| Bathroom Exhaust Fans |  | Panasonic Eco Systems North America | Panasonic | FV-0511VKS3S |  | 0 |  | 4" | Horizontal Exhaust | 70 CFM | 0.25 | 70 | 0.5 | 9.8 |  | Yes | Yes | Yes | Yes | Yes | Yes | 1007741
| Bathroom Exhaust Fans |  | Panasonic Eco Systems North America | Panasonic | FV-0511VKS3S |  | 0 |  | 4" | Horizontal Exhaust | 70 CFM | 0.375 | 70 |  | 13.8 |  | Yes | Yes | Yes | Yes | Yes | Yes | 1007741
| Bathroom Exhaust Fans |  | Panasonic Eco Systems North America | Panasonic | FV-0511VKS3S |  | 0 |  | 4" | Horizontal Exhaust | 70 CFM | 0.5 | 70 |  | 17.5 |  | Yes | Yes | Yes | Yes | Yes | Yes | 1007741
| Bathroom Exhaust Fans |  | Panasonic Eco Systems North America | Panasonic | FV-0511VKS3S |  | 0 |  | 4" | Horizontal Exhaust | 60 CFM | 0.1 | 60 | <0.3 | 4.7 |  | Yes | Yes | Yes | Yes | Yes | Yes | 1007741
| Bathroom Exhaust Fans |  | Panasonic Eco Systems North America | Panasonic | FV-0511VKS3S |  | 0 |  | 4" | Horizontal Exhaust | 60 CFM | 0.25 | 60 | 0.4 | 8.5 |  | Yes | Yes | Yes | Yes | Yes | Yes | 1007741
| Bathroom Exhaust Fans |  | Panasonic Eco Systems North America | Panasonic | FV-0511VKS3S |  | 0 |  | 4" | Horizontal Exhaust | 60 CFM | 0.375 | 60 |  | 11.5 |  | Yes | Yes | Yes | Yes | Yes | Yes | 1007741
| Bathroom Exhaust Fans |  | Panasonic Eco Systems North America | Panasonic | FV-0511VKS3S |  | 0 |  | 4" | Horizontal Exhaust | 60 CFM | 0.5 | 60 |  | 15.8 |  | Yes | Yes | Yes | Yes | Yes | Yes | 1007741
| Bathroom Exhaust Fans |  | Panasonic Eco Systems North America | Panasonic | FV-0511VKS3S |  | 0 |  | 4" | Horizontal Exhaust | 50 CFM | 0.1 | 50 | <0.3 | 4 |  | Yes | Yes | Yes | Yes | Yes | Yes | 1007741
| Bathroom Exhaust Fans |  | Panasonic Eco Systems North America | Panasonic | FV-0511VKS3S |  | 0 |  | 4" | Horizontal Exhaust | 50 CFM | 0.25 | 50 | 0.4 | 7.8 |  | Yes | Yes | Yes | Yes | Yes | Yes | 1007741
| Bathroom Exhaust Fans |  | Panasonic Eco Systems North America | Panasonic | FV-0511VKS3S |  | 0 |  | 4" | Horizontal Exhaust | 50 CFM | 0.375 | 50 |  | 10.9 |  | Yes | Yes | Yes | Yes | Yes | Yes | 1007741
| Bathroom Exhaust Fans |  | Panasonic Eco Systems North America | Panasonic | FV-0511VKS3S |  | 0 |  | 4" | Horizontal Exhaust | 50 CFM | 0.5 | 50 |  | 13.9 |  | Yes | Yes | Yes | Yes | Yes | Yes | 1007741
| Bathroom Exhaust Fans |  | Panasonic Eco Systems North America | Panasonic | FV-0511VKS3S |  | 0 |  | 4" | Horizontal Exhaust | 40 CFM | 0.1 | 40 | <0.3 | 3.3 |  | Yes | Yes | Yes | Yes | Yes | Yes | 1007741
| Bathroom Exhaust Fans |  | Panasonic Eco Systems North America | Panasonic | FV-0511VKS3S |  | 0 |  | 4" | Horizontal Exhaust | 40 CFM | 0.25 | 40 | 0.3 | 6.3 |  | Yes | Yes | Yes | Yes | Yes | Yes | 1007741
| Bathroom Exhaust Fans |  | Panasonic Eco Systems North America | Panasonic | FV-0511VKS3S |  | 0 |  | 4" | Horizontal Exhaust | 40 CFM | 0.375 | 40 |  | 9.1 |  | Yes | Yes | Yes | Yes | Yes | Yes | 1007741
| Bathroom Exhaust Fans |  | Panasonic Eco Systems North America | Panasonic | FV-0511VKS3S |  | 0 |  | 4" | Horizontal Exhaust | 40 CFM | 0.5 | 40 |  | 12.4 |  | Yes | Yes | Yes | Yes | Yes | Yes | 1007741
| Bathroom Exhaust Fans |  | Panasonic Eco Systems North America | Panasonic | FV-0511VKS3S |  | 0 |  | 4" | Horizontal Exhaust | 30 CFM | 0.1 | 30 | <0.3 | 3 |  | Yes | Yes | Yes | Yes | Yes | Yes | 1007741
| Bathroom Exhaust Fans |  | Panasonic Eco Systems North America | Panasonic | FV-0511VKS3S |  | 0 |  | 4" | Horizontal Exhaust | 30 CFM | 0.25 | 30 | 0.3 | 5.8 |  | Yes | Yes | Yes | Yes | Yes | Yes | 1007741
| Bathroom Exhaust Fans |  | Panasonic Eco Systems North America | Panasonic | FV-0511VKS3S |  | 0 |  | 4" | Horizontal Exhaust | 30 CFM | 0.375 | 30 |  | 8.5 |  | Yes | Yes | Yes | Yes | Yes | Yes | 1007741
| Bathroom Exhaust Fans |  | Panasonic Eco Systems North America | Panasonic | FV-0511VKS3S |  | 0 |  | 4" | Horizontal Exhaust | 30 CFM | 0.5 | 30 |  | 11.6 |  | Yes | Yes | Yes | Yes | Yes | Yes | 1007741
| Bathroom Exhaust Fans |  | Panasonic Eco Systems North America | Panasonic | FV-0511VKS3S |  | 0 |  | 4" | Horizontal Exhaust | 110 CFM | 0.1 | 110 | <0.3 | 10.7 |  | Yes | Yes | Yes | Yes | Yes | Yes | 1007741
| Bathroom Exhaust Fans |  | Panasonic Eco Systems North America | Panasonic | FV-0511VKS3S |  | 0 |  | 4" | Horizontal Exhaust | 110 CFM | 0.25 | 110 | 0.6 | 16.5 |  | Yes | Yes | Yes | Yes | Yes | Yes | 1007741
| Bathroom Exhaust Fans |  | Panasonic Eco Systems North America | Panasonic | FV-0511VKS3S |  | 0 |  | 4" | Horizontal Exhaust | 110 CFM | 0.375 | 110 |  | 22.1 |  | Yes | Yes | Yes | Yes | Yes | Yes | 1007741
| Bathroom Exhaust Fans |  | Panasonic Eco Systems North America | Panasonic | FV-0511VKS3S |  | 0 |  | 4" | Horizontal Exhaust | 110 CFM | 0.5 | 100 |  | 24.8 |  | Yes | Yes | Yes | Yes | Yes | Yes | 1007741
| Bathroom Exhaust Fans |  | Panasonic Eco Systems North America | Panasonic | FV-0511VKS3S |  | 0 |  | 4" | Horizontal Exhaust | 100 CFM | 0.1 | 100 | <0.3 | 8.3 |  | Yes | Yes | Yes | Yes | Yes | Yes | 1007741
| Bathroom Exhaust Fans |  | Panasonic Eco Systems North America | Panasonic | FV-0511VKS3S |  | 0 |  | 4" | Horizontal Exhaust | 100 CFM | 0.25 | 100 | 0.6 | 14.2 |  | Yes | Yes | Yes | Yes | Yes | Yes | 1007741
| Bathroom Exhaust Fans |  | Panasonic Eco Systems North America | Panasonic | FV-0511VKS3S |  | 0 |  | 4" | Horizontal Exhaust | 100 CFM | 0.375 | 100 |  | 18.8 |  | Yes | Yes | Yes | Yes | Yes | Yes | 1007741
| Bathroom Exhaust Fans |  | Panasonic Eco Systems North America | Panasonic | FV-0511VKS3S |  | 0 |  | 4" | Horizontal Exhaust | 100 CFM | 0.5 | 100 |  | 23.9 |  | Yes | Yes | Yes | Yes | Yes | Yes | 1007741
| Bathroom Exhaust Fans |  | Panasonic Eco Systems North America | Panasonic | FV-0511VKS3S |  | 0 |  | 4" | Horizontal Exhaust | 90 CFM | 0.1 | 90 | <0.3 | 7.1 |  | Yes | Yes | Yes | Yes | Yes | Yes | 1007741
| Bathroom Exhaust Fans |  | Panasonic Eco Systems North America | Panasonic | FV-0511VKS3S |  | 0 |  | 4" | Horizontal Exhaust | 90 CFM | 0.25 | 90 | 0.5 | 12.4 |  | Yes | Yes | Yes | Yes | Yes | Yes | 1007741
| Bathroom Exhaust Fans |  | Panasonic Eco Systems North America | Panasonic | FV-0511VKS3S |  | 0 |  | 4" | Horizontal Exhaust | 90 CFM | 0.375 | 90 |  | 17.1 |  | Yes | Yes | Yes | Yes | Yes | Yes | 1007741
| Bathroom Exhaust Fans |  | Panasonic Eco Systems North America | Panasonic | FV-0511VKS3S |  | 0 |  | 4" | Horizontal Exhaust | 90 CFM | 0.5 | 90 |  | 21.7 |  | Yes | Yes | Yes | Yes | Yes | Yes | 1007741
| Bathroom Exhaust Fans |  | Panasonic Eco Systems North America | Panasonic | FV-0511VKS3S |  | 0 |  | 4" | Horizontal Exhaust | 80 CFM | 0.1 | 80 | <0.3 | 6.2 |  | Yes | Yes | Yes | Yes | Yes | Yes | 1007741
| Bathroom Exhaust Fans |  | Panasonic Eco Systems North America | Panasonic | FV-0511VKS3S |  | 0 |  | 4" | Horizontal Exhaust | 80 CFM | 0.25 | 80 | 0.5 | 11.1 |  | Yes | Yes | Yes | Yes | Yes | Yes | 1007741
| Bathroom Exhaust Fans |  | Panasonic Eco Systems North America | Panasonic | FV-0511VKS3S |  | 0 |  | 4" | Horizontal Exhaust | 80 CFM | 0.375 | 80 |  | 15.1 |  | Yes | Yes | Yes | Yes | Yes | Yes | 1007741
| Bathroom Exhaust Fans |  | Panasonic Eco Systems North America | Panasonic | FV-0511VKS3S |  | 0 |  | 4" | Horizontal Exhaust | 80 CFM | 0.5 | 80 |  | 19.6 |  | Yes | Yes | Yes | Yes | Yes | Yes | 1007741
| Bathroom Exhaust Fans |  | Panasonic Eco Systems North America | Panasonic | FV-0511VKSL2 |  | 0 |  | 4" | Horizontal Exhaust | 70 CFM | 0.1 | 70 | <0.3 | 4.6 |  | Yes | Yes | Yes | Yes | Yes | Yes | 1006696
| Bathroom Exhaust Fans |  | Panasonic Eco Systems North America | Panasonic | FV-0511VKSL2 |  | 0 |  | 4" | Horizontal Exhaust | 70 CFM | 0.25 | 70 | 0.5 | 8.7 |  | Yes | Yes | Yes | Yes | Yes | Yes | 1006696
| Bathroom Exhaust Fans |  | Panasonic Eco Systems North America | Panasonic | FV-0511VKSL2 |  | 0 |  | 4" | Horizontal Exhaust | 70 CFM | 0.375 | 69 |  | 12.3 |  | Yes | Yes | Yes | Yes | Yes | Yes | 1006696
| Bathroom Exhaust Fans |  | Panasonic Eco Systems North America | Panasonic | FV-0511VKSL2 |  | 0 |  | 4" | Horizontal Exhaust | 30 CFM | 0.1 | 30 | <0.3 | 2.5 |  | Yes | Yes | Yes | Yes | Yes | Yes | 1006696
| Bathroom Exhaust Fans |  | Panasonic Eco Systems North America | Panasonic | FV-0511VKSL2 |  | 0 |  | 4" | Horizontal Exhaust | 30 CFM | 0.25 | 30 | 0.4 | 4.8 |  | Yes | Yes | Yes | Yes | Yes | Yes | 1006696
| Bathroom Exhaust Fans |  | Panasonic Eco Systems North America | Panasonic | FV-0511VKSL2 |  | 0 |  | 4" | Horizontal Exhaust | 30 CFM | 0.375 | 30 |  | 7 |  | Yes | Yes | Yes | Yes | Yes | Yes | 1006696
| Bathroom Exhaust Fans |  | Panasonic Eco Systems North America | Panasonic | FV-0511VKSL2 |  | 0 |  | 4" | Horizontal Exhaust | 40 CFM | 0.1 | 40 | <0.3 | 2.7 |  | Yes | Yes | Yes | Yes | Yes | Yes | 1006696
| Bathroom Exhaust Fans |  | Panasonic Eco Systems North America | Panasonic | FV-0511VKSL2 |  | 0 |  | 4" | Horizontal Exhaust | 40 CFM | 0.25 | 41 | 0.4 | 5.5 |  | Yes | Yes | Yes | Yes | Yes | Yes | 1006696
| Bathroom Exhaust Fans |  | Panasonic Eco Systems North America | Panasonic | FV-0511VKSL2 |  | 0 |  | 4" | Horizontal Exhaust | 40 CFM | 0.375 | 40 |  | 8.1 |  | Yes | Yes | Yes | Yes | Yes | Yes | 1006696
| Bathroom Exhaust Fans |  | Panasonic Eco Systems North America | Panasonic | FV-0511VKSL2 |  | 0 |  | 4" | Horizontal Exhaust | 50 CFM | 0.1 | 50 | <0.3 | 3.2 |  | Yes | Yes | Yes | Yes | Yes | Yes | 1006696
| Bathroom Exhaust Fans |  | Panasonic Eco Systems North America | Panasonic | FV-0511VKSL2 |  | 0 |  | 4" | Horizontal Exhaust | 50 CFM | 0.25 | 50 | 0.4 | 6.2 |  | Yes | Yes | Yes | Yes | Yes | Yes | 1006696
| Bathroom Exhaust Fans |  | Panasonic Eco Systems North America | Panasonic | FV-0511VKSL2 |  | 0 |  | 4" | Horizontal Exhaust | 50 CFM | 0.375 | 50 |  | 9.9 |  | Yes | Yes | Yes | Yes | Yes | Yes | 1006696
| Bathroom Exhaust Fans |  | Panasonic Eco Systems North America | Panasonic | FV-0511VKSL2 |  | 0 |  | 4" | Horizontal Exhaust | 60 CFM | 0.1 | 60 | <0.3 | 3.7 |  | Yes | Yes | Yes | Yes | Yes | Yes | 1006696
| Bathroom Exhaust Fans |  | Panasonic Eco Systems North America | Panasonic | FV-0511VKSL2 |  | 0 |  | 4" | Horizontal Exhaust | 60 CFM | 0.25 | 60 | 0.4 | 7.2 |  | Yes | Yes | Yes | Yes | Yes | Yes | 1006696
| Bathroom Exhaust Fans |  | Panasonic Eco Systems North America | Panasonic | FV-0511VKSL2 |  | 0 |  | 4" | Horizontal Exhaust | 60 CFM | 0.375 | 60 |  | 10.4 |  | Yes | Yes | Yes | Yes | Yes | Yes | 1006696
| Bathroom Exhaust Fans |  | Panasonic Eco Systems North America | Panasonic | FV-0511VKSL2 |  | 0 |  | 4" | Horizontal Exhaust | 80 CFM | 0.1 | 80 | <0.3 | 5.3 |  | Yes | Yes | Yes | Yes | Yes | Yes | 1006696
| Bathroom Exhaust Fans |  | Panasonic Eco Systems North America | Panasonic | FV-0511VKSL2 |  | 0 |  | 4" | Horizontal Exhaust | 80 CFM | 0.25 | 80 | 0.5 | 9.9 |  | Yes | Yes | Yes | Yes | Yes | Yes | 1006696
| Bathroom Exhaust Fans |  | Panasonic Eco Systems North America | Panasonic | FV-0511VKSL2 |  | 0 |  | 4" | Horizontal Exhaust | 80 CFM | 0.375 | 78 |  | 13.8 |  | Yes | Yes | Yes | Yes | Yes | Yes | 1006696
| Bathroom Exhaust Fans |  | Panasonic Eco Systems North America | Panasonic | FV-0511VKSL2 |  | 0 |  | 4" | Horizontal Exhaust | 90 CFM | 0.1 | 90 | <0.3 | 6.7 |  | Yes | Yes | Yes | Yes | Yes | Yes | 1006696
| Bathroom Exhaust Fans |  | Panasonic Eco Systems North America | Panasonic | FV-0511VKSL2 |  | 0 |  | 4" | Horizontal Exhaust | 90 CFM | 0.25 | 90 | 0.6 | 11.6 |  | Yes | Yes | Yes | Yes | Yes | Yes | 1006696
| Bathroom Exhaust Fans |  | Panasonic Eco Systems North America | Panasonic | FV-0511VKSL2 |  | 0 |  | 4" | Horizontal Exhaust | 90 CFM | 0.375 | 90 |  | 15.9 |  | Yes | Yes | Yes | Yes | Yes | Yes | 1006696
| Bathroom Exhaust Fans |  | Panasonic Eco Systems North America | Panasonic | FV-0511VKSL2 |  | 0 |  | 4" | Horizontal Exhaust | 100 CFM | 0.1 | 100 | <0.3 | 8.2 |  | Yes | Yes | Yes | Yes | Yes | Yes | 1006696
| Bathroom Exhaust Fans |  | Panasonic Eco Systems North America | Panasonic | FV-0511VKSL2 |  | 0 |  | 4" | Horizontal Exhaust | 100 CFM | 0.25 | 101 | 0.8 | 13.6 |  | Yes | Yes | Yes | Yes | Yes | Yes | 1006696
| Bathroom Exhaust Fans |  | Panasonic Eco Systems North America | Panasonic | FV-0511VKSL2 |  | 0 |  | 4" | Horizontal Exhaust | 100 CFM | 0.375 | 99 |  | 18 |  | Yes | Yes | Yes | Yes | Yes | Yes | 1006696
| Bathroom Exhaust Fans |  | Panasonic Eco Systems North America | Panasonic | FV-0511VKSL2 |  | 0 |  | 4" | Horizontal Exhaust | 110 CFM | 0.1 | 110 | 0.4 | 10.5 |  | Yes | Yes | Yes | Yes | Yes | Yes | 1006696
| Bathroom Exhaust Fans |  | Panasonic Eco Systems North America | Panasonic | FV-0511VKSL2 |  | 0 |  | 4" | Horizontal Exhaust | 110 CFM | 0.25 | 110 | 0.8 | 15.8 |  | Yes | Yes | Yes | Yes | Yes | Yes | 1006696
| Bathroom Exhaust Fans |  | Panasonic Eco Systems North America | Panasonic | FV-0511VKSL2 |  | 0 |  | 4" | Horizontal Exhaust | 110 CFM | 0.375 | 103 |  | 19.4 |  | Yes | Yes | Yes | Yes | Yes | Yes | 1006696
| Bathroom Exhaust Fans |  | Panasonic Eco Systems North America | Panasonic | FV-0511VKSL3 |  | 0 |  | 6" | Horizontal Exhaust | 40 CFM | 0.25 | 40 | 0.3 | 6.3 |  | Yes | Yes | Yes | Yes | Yes | Yes | 1007738
| Bathroom Exhaust Fans |  | Panasonic Eco Systems North America | Panasonic | FV-0511VKSL3 |  | 0 |  | 6" | Horizontal Exhaust | 30 CFM | 0.1 | 30 | <0.3 | 2.9 |  | Yes | Yes | Yes | Yes | Yes | Yes | 1007738
| Bathroom Exhaust Fans |  | Panasonic Eco Systems North America | Panasonic | FV-0511VKSL3 |  | 0 |  | 6" | Horizontal Exhaust | 30 CFM | 0.25 | 30 | <0.3 | 5.6 |  | Yes | Yes | Yes | Yes | Yes | Yes | 1007738
| Bathroom Exhaust Fans |  | Panasonic Eco Systems North America | Panasonic | FV-0511VKSL3 |  | 0 |  | 6" | Horizontal Exhaust | 30 CFM | 0.375 | 30 |  | 8.5 |  | Yes | Yes | Yes | Yes | Yes | Yes | 1007738
| Bathroom Exhaust Fans |  | Panasonic Eco Systems North America | Panasonic | FV-0511VKSL3 |  | 0 |  | 6" | Horizontal Exhaust | 30 CFM | 0.5 | 30 |  | 11.7 |  | Yes | Yes | Yes | Yes | Yes | Yes | 1007738
| Bathroom Exhaust Fans |  | Panasonic Eco Systems North America | Panasonic | FV-0511VKSL3 |  | 0 |  | 6" | Horizontal Exhaust | 40 CFM | 0.1 | 40 | <0.3 | 3.2 |  | Yes | Yes | Yes | Yes | Yes | Yes | 1007738
| Bathroom Exhaust Fans |  | Panasonic Eco Systems North America | Panasonic | FV-0511VKSL3 |  | 0 |  | 6" | Horizontal Exhaust | 40 CFM | 0.375 | 40 |  | 9 |  | Yes | Yes | Yes | Yes | Yes | Yes | 1007738
| Bathroom Exhaust Fans |  | Panasonic Eco Systems North America | Panasonic | FV-0511VKSL3 |  | 0 |  | 6" | Horizontal Exhaust | 40 CFM | 0.5 | 40 |  | 12.6 |  | Yes | Yes | Yes | Yes | Yes | Yes | 1007738
| Bathroom Exhaust Fans |  | Panasonic Eco Systems North America | Panasonic | FV-0511VKSL3 |  | 0 |  | 6" | Horizontal Exhaust | 50 CFM | 0.1 | 50 | <0.3 | 3.5 |  | Yes | Yes | Yes | Yes | Yes | Yes | 1007738
| Bathroom Exhaust Fans |  | Panasonic Eco Systems North America | Panasonic | FV-0511VKSL3 |  | 0 |  | 6" | Horizontal Exhaust | 50 CFM | 0.25 | 50 | 0.3 | 7.2 |  | Yes | Yes | Yes | Yes | Yes | Yes | 1007738
| Bathroom Exhaust Fans |  | Panasonic Eco Systems North America | Panasonic | FV-0511VKSL3 |  | 0 |  | 6" | Horizontal Exhaust | 50 CFM | 0.375 | 50 |  | 10.1 |  | Yes | Yes | Yes | Yes | Yes | Yes | 1007738
| Bathroom Exhaust Fans |  | Panasonic Eco Systems North America | Panasonic | FV-0511VKSL3 |  | 0 |  | 6" | Horizontal Exhaust | 50 CFM | 0.5 | 50 |  | 13.7 |  | Yes | Yes | Yes | Yes | Yes | Yes | 1007738
| Bathroom Exhaust Fans |  | Panasonic Eco Systems North America | Panasonic | FV-0511VKSL3 |  | 0 |  | 6" | Horizontal Exhaust | 60 CFM | 0.25 | 60 | 0.3 | 8 |  | Yes | Yes | Yes | Yes | Yes | Yes | 1007738
| Bathroom Exhaust Fans |  | Panasonic Eco Systems North America | Panasonic | FV-0511VKSL3 |  | 0 |  | 6" | Horizontal Exhaust | 60 CFM | 0.1 | 60 | <0.3 | 3.9 |  | Yes | Yes | Yes | Yes | Yes | Yes | 1007738
| Bathroom Exhaust Fans |  | Panasonic Eco Systems North America | Panasonic | FV-0511VKSL3 |  | 0 |  | 6" | Horizontal Exhaust | 60 CFM | 0.375 | 60 |  | 11.3 |  | Yes | Yes | Yes | Yes | Yes | Yes | 1007738
| Bathroom Exhaust Fans |  | Panasonic Eco Systems North America | Panasonic | FV-0511VKSL3 |  | 0 |  | 6" | Horizontal Exhaust | 60 CFM | 0.5 | 60 |  | 15.4 |  | Yes | Yes | Yes | Yes | Yes | Yes | 1007738
| Bathroom Exhaust Fans |  | Panasonic Eco Systems North America | Panasonic | FV-0511VKSL3 |  | 0 |  | 6" | Horizontal Exhaust | 80 CFM | 0.25 | 80 | 0.3 | 9.4 |  | Yes | Yes | Yes | Yes | Yes | Yes | 1007738
| Bathroom Exhaust Fans |  | Panasonic Eco Systems North America | Panasonic | FV-0511VKSL3 |  | 0 |  | 6" | Horizontal Exhaust | 70 CFM | 0.1 | 70 | <0.3 | 4.2 |  | Yes | Yes | Yes | Yes | Yes | Yes | 1007738
| Bathroom Exhaust Fans |  | Panasonic Eco Systems North America | Panasonic | FV-0511VKSL3 |  | 0 |  | 6" | Horizontal Exhaust | 70 CFM | 0.25 | 70 | 0.3 | 8.5 |  | Yes | Yes | Yes | Yes | Yes | Yes | 1007738
| Bathroom Exhaust Fans |  | Panasonic Eco Systems North America | Panasonic | FV-0511VKSL3 |  | 0 |  | 6" | Horizontal Exhaust | 70 CFM | 0.375 | 70 |  | 12.5 |  | Yes | Yes | Yes | Yes | Yes | Yes | 1007738
| Bathroom Exhaust Fans |  | Panasonic Eco Systems North America | Panasonic | FV-0511VKSL3 |  | 0 |  | 6" | Horizontal Exhaust | 70 CFM | 0.5 | 70 |  | 16.4 |  | Yes | Yes | Yes | Yes | Yes | Yes | 1007738
| Bathroom Exhaust Fans |  | Panasonic Eco Systems North America | Panasonic | FV-0511VKSL3 |  | 0 |  | 6" | Horizontal Exhaust | 80 CFM | 0.1 | 80 | <0.3 | 4.6 |  | Yes | Yes | Yes | Yes | Yes | Yes | 1007738
| Bathroom Exhaust Fans |  | Panasonic Eco Systems North America | Panasonic | FV-0511VKSL3 |  | 0 |  | 6" | Horizontal Exhaust | 80 CFM | 0.375 | 80 |  | 13.5 |  | Yes | Yes | Yes | Yes | Yes | Yes | 1007738
| Bathroom Exhaust Fans |  | Panasonic Eco Systems North America | Panasonic | FV-0511VKSL3 |  | 0 |  | 6" | Horizontal Exhaust | 80 CFM | 0.5 | 80 |  | 18.2 |  | Yes | Yes | Yes | Yes | Yes | Yes | 1007738
| Bathroom Exhaust Fans |  | Panasonic Eco Systems North America | Panasonic | FV-0511VKSL3 |  | 0 |  | 6" | Horizontal Exhaust | 90 CFM | 0.1 | 90 | <0.3 | 5.3 |  | Yes | Yes | Yes | Yes | Yes | Yes | 1007738
| Bathroom Exhaust Fans |  | Panasonic Eco Systems North America | Panasonic | FV-0511VKSL3 |  | 0 |  | 6" | Horizontal Exhaust | 90 CFM | 0.25 | 90 | 0.3 | 10.4 |  | Yes | Yes | Yes | Yes | Yes | Yes | 1007738
| Bathroom Exhaust Fans |  | Panasonic Eco Systems North America | Panasonic | FV-0511VKSL3 |  | 0 |  | 6" | Horizontal Exhaust | 90 CFM | 0.375 | 90 |  | 15 |  | Yes | Yes | Yes | Yes | Yes | Yes | 1007738
| Bathroom Exhaust Fans |  | Panasonic Eco Systems North America | Panasonic | FV-0511VKSL3 |  | 0 |  | 6" | Horizontal Exhaust | 90 CFM | 0.5 | 90 |  | 19.7 |  | Yes | Yes | Yes | Yes | Yes | Yes | 1007738
| Bathroom Exhaust Fans |  | Panasonic Eco Systems North America | Panasonic | FV-0511VKSL3 |  | 0 |  | 6" | Horizontal Exhaust | 100 CFM | 0.1 | 100 | <0.3 | 6 |  | Yes | Yes | Yes | Yes | Yes | Yes | 1007738
| Bathroom Exhaust Fans |  | Panasonic Eco Systems North America | Panasonic | FV-0511VKSL3 |  | 0 |  | 6" | Horizontal Exhaust | 100 CFM | 0.25 | 100 | 0.3 | 11.4 |  | Yes | Yes | Yes | Yes | Yes | Yes | 1007738
| Bathroom Exhaust Fans |  | Panasonic Eco Systems North America | Panasonic | FV-0511VKSL3 |  | 0 |  | 6" | Horizontal Exhaust | 100 CFM | 0.375 | 100 |  | 16.5 |  | Yes | Yes | Yes | Yes | Yes | Yes | 1007738
| Bathroom Exhaust Fans |  | Panasonic Eco Systems North America | Panasonic | FV-0511VKSL3 |  | 0 |  | 6" | Horizontal Exhaust | 100 CFM | 0.5 | 100 |  | 21.6 |  | Yes | Yes | Yes | Yes | Yes | Yes | 1007738
| Bathroom Exhaust Fans |  | Panasonic Eco Systems North America | Panasonic | FV-0511VKSL3 |  | 0 |  | 6" | Horizontal Exhaust | 110 CFM | 0.1 | 110 | <0.3 | 7.2 |  | Yes | Yes | Yes | Yes | Yes | Yes | 1007738
| Bathroom Exhaust Fans |  | Panasonic Eco Systems North America | Panasonic | FV-0511VKSL3 |  | 0 |  | 6" | Horizontal Exhaust | 110 CFM | 0.25 | 110 | 0.3 | 12.6 |  | Yes | Yes | Yes | Yes | Yes | Yes | 1007738
| Bathroom Exhaust Fans |  | Panasonic Eco Systems North America | Panasonic | FV-0511VKSL3 |  | 0 |  | 6" | Horizontal Exhaust | 110 CFM | 0.375 | 107 |  | 18.1 |  | Yes | Yes | Yes | Yes | Yes | Yes | 1007738
| Bathroom Exhaust Fans |  | Panasonic Eco Systems North America | Panasonic | FV-0511VKSL3 |  | 0 |  | 6" | Horizontal Exhaust | 110 CFM | 0.5 | 104 |  | 22.7 |  | Yes | Yes | Yes | Yes | Yes | Yes | 1007738
| Bathroom Exhaust Fans |  | Panasonic Eco Systems North America | Panasonic | FV-0511VKSL3 |  | 0 |  | 4" | Horizontal Exhaust | 30 CFM | 0.375 | 30 |  | 9.2 |  | Yes | Yes | Yes | Yes | Yes | Yes | 1007738
| Bathroom Exhaust Fans |  | Panasonic Eco Systems North America | Panasonic | FV-0511VKSL3 |  | 0 |  | 4" | Horizontal Exhaust | 30 CFM | 0.5 | 30 |  | 12 |  | Yes | Yes | Yes | Yes | Yes | Yes | 1007738
| Bathroom Exhaust Fans |  | Panasonic Eco Systems North America | Panasonic | FV-0511VKSL3 |  | 0 |  | 4" | Horizontal Exhaust | 40 CFM | 0.25 | 40 | 0.5 | 6.4 |  | Yes | Yes | Yes | Yes | Yes | Yes | 1007738
| Bathroom Exhaust Fans |  | Panasonic Eco Systems North America | Panasonic | FV-0511VKSL3 |  | 0 |  | 4" | Horizontal Exhaust | 40 CFM | 0.375 | 40 |  | 9.7 |  | Yes | Yes | Yes | Yes | Yes | Yes | 1007738
| Bathroom Exhaust Fans |  | Panasonic Eco Systems North America | Panasonic | FV-0511VKSL3 |  | 0 |  | 4" | Horizontal Exhaust | 40 CFM | 0.5 | 40 |  | 13 |  | Yes | Yes | Yes | Yes | Yes | Yes | 1007738
| Bathroom Exhaust Fans |  | Panasonic Eco Systems North America | Panasonic | FV-0511VKSL3 |  | 0 |  | 4" | Horizontal Exhaust | 50 CFM | 0.25 | 50 | 0.6 | 7.4 |  | Yes | Yes | Yes | Yes | Yes | Yes | 1007738
| Bathroom Exhaust Fans |  | Panasonic Eco Systems North America | Panasonic | FV-0511VKSL3 |  | 0 |  | 4" | Horizontal Exhaust | 50 CFM | 0.375 | 50 |  | 10.7 |  | Yes | Yes | Yes | Yes | Yes | Yes | 1007738
| Bathroom Exhaust Fans |  | Panasonic Eco Systems North America | Panasonic | FV-0511VKSL3 |  | 0 |  | 4" | Horizontal Exhaust | 50 CFM | 0.5 | 50 |  | 14.2 |  | Yes | Yes | Yes | Yes | Yes | Yes | 1007738
| Bathroom Exhaust Fans |  | Panasonic Eco Systems North America | Panasonic | FV-0511VKSL3 |  | 0 |  | 4" | Horizontal Exhaust | 70 CFM | 0.25 | 70 | 0.7 | 9.6 |  | Yes | Yes | Yes | Yes | Yes | Yes | 1007738
| Bathroom Exhaust Fans |  | Panasonic Eco Systems North America | Panasonic | FV-0511VKSL3 |  | 0 |  | 4" | Horizontal Exhaust | 90 CFM | 0.375 | 90 |  | 17 |  | Yes | Yes | Yes | Yes | Yes | Yes | 1007738
| Bathroom Exhaust Fans |  | Panasonic Eco Systems North America | Panasonic | FV-0511VKSL3 |  | 0 |  | 4" | Horizontal Exhaust | 50 CFM | 0.1 | 50 | <0.3 | 3.9 |  | Yes | Yes | Yes | Yes | Yes | Yes | 1007738
| Bathroom Exhaust Fans |  | Panasonic Eco Systems North America | Panasonic | FV-0511VKSL3 |  | 0 |  | 4" | Horizontal Exhaust | 40 CFM | 0.1 | 40 | <0.3 | 3.5 |  | Yes | Yes | Yes | Yes | Yes | Yes | 1007738
| Bathroom Exhaust Fans |  | Panasonic Eco Systems North America | Panasonic | FV-0511VKSL3 |  | 0 |  | 4" | Horizontal Exhaust | 30 CFM | 0.1 | 30 | <0.3 | 3.1 |  | Yes | Yes | Yes | Yes | Yes | Yes | 1007738
| Bathroom Exhaust Fans |  | Panasonic Eco Systems North America | Panasonic | FV-0511VKSL3 |  | 0 |  | 4" | Horizontal Exhaust | 30 CFM | 0.25 | 30 | 0.4 | 5.9 |  | Yes | Yes | Yes | Yes | Yes | Yes | 1007738
| Bathroom Exhaust Fans |  | Panasonic Eco Systems North America | Panasonic | FV-0511VKSL3 |  | 0 |  | 4" | Horizontal Exhaust | 70 CFM | 0.375 | 70 |  | 13.8 |  | Yes | Yes | Yes | Yes | Yes | Yes | 1007738
| Bathroom Exhaust Fans |  | Panasonic Eco Systems North America | Panasonic | FV-0511VKSL3 |  | 0 |  | 4" | Horizontal Exhaust | 70 CFM | 0.5 | 70 |  | 17.7 |  | Yes | Yes | Yes | Yes | Yes | Yes | 1007738
| Bathroom Exhaust Fans |  | Panasonic Eco Systems North America | Panasonic | FV-0511VKSL3 |  | 0 |  | 4" | Horizontal Exhaust | 60 CFM | 0.25 | 60 | 0.6 | 8.3 |  | Yes | Yes | Yes | Yes | Yes | Yes | 1007738
| Bathroom Exhaust Fans |  | Panasonic Eco Systems North America | Panasonic | FV-0511VKSL3 |  | 0 |  | 4" | Horizontal Exhaust | 60 CFM | 0.375 | 60 |  | 11.9 |  | Yes | Yes | Yes | Yes | Yes | Yes | 1007738
| Bathroom Exhaust Fans |  | Panasonic Eco Systems North America | Panasonic | FV-0511VKSL3 |  | 0 |  | 4" | Horizontal Exhaust | 60 CFM | 0.5 | 60 |  | 15.8 |  | Yes | Yes | Yes | Yes | Yes | Yes | 1007738
| Bathroom Exhaust Fans |  | Panasonic Eco Systems North America | Panasonic | FV-0511VKSL3 |  | 0 |  | 4" | Horizontal Exhaust | 70 CFM | 0.1 | 70 | <0.3 | 5.3 |  | Yes | Yes | Yes | Yes | Yes | Yes | 1007738
| Bathroom Exhaust Fans |  | Panasonic Eco Systems North America | Panasonic | FV-0511VKSL3 |  | 0 |  | 4" | Horizontal Exhaust | 60 CFM | 0.1 | 60 | <0.3 | 4.7 |  | Yes | Yes | Yes | Yes | Yes | Yes | 1007738
| Bathroom Exhaust Fans |  | Panasonic Eco Systems North America | Panasonic | FV-0511VKSL3 |  | 0 |  | 4" | Horizontal Exhaust | 80 CFM | 0.1 | 80 | <0.3 | 6.4 |  | Yes | Yes | Yes | Yes | Yes | Yes | 1007738
| Bathroom Exhaust Fans |  | Panasonic Eco Systems North America | Panasonic | FV-0511VKSL3 |  | 0 |  | 4" | Horizontal Exhaust | 80 CFM | 0.25 | 80 | 0.7 | 11.1 |  | Yes | Yes | Yes | Yes | Yes | Yes | 1007738
| Bathroom Exhaust Fans |  | Panasonic Eco Systems North America | Panasonic | FV-0511VKSL3 |  | 0 |  | 4" | Horizontal Exhaust | 80 CFM | 0.375 | 80 |  | 15 |  | Yes | Yes | Yes | Yes | Yes | Yes | 1007738
| Bathroom Exhaust Fans |  | Panasonic Eco Systems North America | Panasonic | FV-0511VKSL3 |  | 0 |  | 4" | Horizontal Exhaust | 80 CFM | 0.5 | 80 |  | 18.8 |  | Yes | Yes | Yes | Yes | Yes | Yes | 1007738
| Bathroom Exhaust Fans |  | Panasonic Eco Systems North America | Panasonic | FV-0511VKSL3 |  | 0 |  | 4" | Horizontal Exhaust | 90 CFM | 0.25 | 90 | 0.7 | 12.7 |  | Yes | Yes | Yes | Yes | Yes | Yes | 1007738
| Bathroom Exhaust Fans |  | Panasonic Eco Systems North America | Panasonic | FV-0511VKSL3 |  | 0 |  | 4" | Horizontal Exhaust | 90 CFM | 0.5 | 90 |  | 21.9 |  | Yes | Yes | Yes | Yes | Yes | Yes | 1007738
| Bathroom Exhaust Fans |  | Panasonic Eco Systems North America | Panasonic | FV-0511VKSL3 |  | 0 |  | 4" | Horizontal Exhaust | 90 CFM | 0.1 | 90 | <0.3 | 7.2 |  | Yes | Yes | Yes | Yes | Yes | Yes | 1007738
| Bathroom Exhaust Fans |  | Panasonic Eco Systems North America | Panasonic | FV-0511VKSL3 |  | 0 |  | 4" | Horizontal Exhaust | 100 CFM | 0.1 | 100 | <0.3 | 8.6 |  | Yes | Yes | Yes | Yes | Yes | Yes | 1007738
| Bathroom Exhaust Fans |  | Panasonic Eco Systems North America | Panasonic | FV-0511VKSL3 |  | 0 |  | 4" | Horizontal Exhaust | 100 CFM | 0.25 | 100 | 0.7 | 13.9 |  | Yes | Yes | Yes | Yes | Yes | Yes | 1007738
| Bathroom Exhaust Fans |  | Panasonic Eco Systems North America | Panasonic | FV-0511VKSL3 |  | 0 |  | 4" | Horizontal Exhaust | 100 CFM | 0.375 | 100 |  | 19.2 |  | Yes | Yes | Yes | Yes | Yes | Yes | 1007738
| Bathroom Exhaust Fans |  | Panasonic Eco Systems North America | Panasonic | FV-0511VKSL3 |  | 0 |  | 4" | Horizontal Exhaust | 100 CFM | 0.5 | 100 |  | 24.3 |  | Yes | Yes | Yes | Yes | Yes | Yes | 1007738
| Bathroom Exhaust Fans |  | Panasonic Eco Systems North America | Panasonic | FV-0511VKSL3 |  | 0 |  | 4" | Horizontal Exhaust | 110 CFM | 0.25 | 110 | 0.7 | 16.3 |  | Yes | Yes | Yes | Yes | Yes | Yes | 1007738
| Bathroom Exhaust Fans |  | Panasonic Eco Systems North America | Panasonic | FV-0511VKSL3 |  | 0 |  | 4" | Horizontal Exhaust | 110 CFM | 0.375 | 110 |  | 22.1 |  | Yes | Yes | Yes | Yes | Yes | Yes | 1007738
| Bathroom Exhaust Fans |  | Panasonic Eco Systems North America | Panasonic | FV-0511VKSL3 |  | 0 |  | 4" | Horizontal Exhaust | 110 CFM | 0.5 | 99 |  | 24.8 |  | Yes | Yes | Yes | Yes | Yes | Yes | 1007738
| Bathroom Exhaust Fans |  | Panasonic Eco Systems North America | Panasonic | FV-0511VKSL3 |  | 0 |  | 4" | Horizontal Exhaust | 110 CFM | 0.1 | 110 | <0.3 | 10.5 |  | Yes | Yes | Yes | Yes | Yes | Yes | 1007738
| Bathroom Exhaust Fans |  | Panasonic Eco Systems North America | Panasonic | FV-0511VKSL3K |  | 0 |  | 6" | Horizontal Exhaust | 110 CFM | 0.1 | 110 | <0.3 | 7.1 |  | Yes | Yes | Yes | Yes | Yes | Yes | 1007743
| Bathroom Exhaust Fans |  | Panasonic Eco Systems North America | Panasonic | FV-0511VKSL3K |  | 0 |  | 6" | Horizontal Exhaust | 110 CFM | 0.25 | 110 | <0.3 | 12.4 |  | Yes | Yes | Yes | Yes | Yes | Yes | 1007743
| Bathroom Exhaust Fans |  | Panasonic Eco Systems North America | Panasonic | FV-0511VKSL3K |  | 0 |  | 6" | Horizontal Exhaust | 110 CFM | 0.375 | 110 |  | 18.1 |  | Yes | Yes | Yes | Yes | Yes | Yes | 1007743
| Bathroom Exhaust Fans |  | Panasonic Eco Systems North America | Panasonic | FV-0511VKSL3K |  | 0 |  | 6" | Horizontal Exhaust | 110 CFM | 0.5 | 106 |  | 22.7 |  | Yes | Yes | Yes | Yes | Yes | Yes | 1007743
| Bathroom Exhaust Fans |  | Panasonic Eco Systems North America | Panasonic | FV-0511VKSL3K |  | 0 |  | 6" | Horizontal Exhaust | 50 CFM | 0.375 | 50 |  | 10.1 |  | Yes | Yes | Yes | Yes | Yes | Yes | 1007743
| Bathroom Exhaust Fans |  | Panasonic Eco Systems North America | Panasonic | FV-0511VKSL3K |  | 0 |  | 6" | Horizontal Exhaust | 50 CFM | 0.5 | 50 |  | 13.5 |  | Yes | Yes | Yes | Yes | Yes | Yes | 1007743
| Bathroom Exhaust Fans |  | Panasonic Eco Systems North America | Panasonic | FV-0511VKSL3K |  | 0 |  | 6" | Horizontal Exhaust | 40 CFM | 0.1 | 40 | <0.3 | 3.2 |  | Yes | Yes | Yes | Yes | Yes | Yes | 1007743
| Bathroom Exhaust Fans |  | Panasonic Eco Systems North America | Panasonic | FV-0511VKSL3K |  | 0 |  | 6" | Horizontal Exhaust | 40 CFM | 0.25 | 40 | <0.3 | 6.2 |  | Yes | Yes | Yes | Yes | Yes | Yes | 1007743
| Bathroom Exhaust Fans |  | Panasonic Eco Systems North America | Panasonic | FV-0511VKSL3K |  | 0 |  | 6" | Horizontal Exhaust | 40 CFM | 0.375 | 40 |  | 9.2 |  | Yes | Yes | Yes | Yes | Yes | Yes | 1007743
| Bathroom Exhaust Fans |  | Panasonic Eco Systems North America | Panasonic | FV-0511VKSL3K |  | 0 |  | 6" | Horizontal Exhaust | 40 CFM | 0.5 | 40 |  | 12.6 |  | Yes | Yes | Yes | Yes | Yes | Yes | 1007743
| Bathroom Exhaust Fans |  | Panasonic Eco Systems North America | Panasonic | FV-0511VKSL3K |  | 0 |  | 6" | Horizontal Exhaust | 30 CFM | 0.1 | 30 | <0.3 | 3 |  | Yes | Yes | Yes | Yes | Yes | Yes | 1007743
| Bathroom Exhaust Fans |  | Panasonic Eco Systems North America | Panasonic | FV-0511VKSL3K |  | 0 |  | 6" | Horizontal Exhaust | 30 CFM | 0.25 | 30 | <0.3 | 5.8 |  | Yes | Yes | Yes | Yes | Yes | Yes | 1007743
| Bathroom Exhaust Fans |  | Panasonic Eco Systems North America | Panasonic | FV-0511VKSL3K |  | 0 |  | 6" | Horizontal Exhaust | 30 CFM | 0.375 | 30 |  | 8.5 |  | Yes | Yes | Yes | Yes | Yes | Yes | 1007743
| Bathroom Exhaust Fans |  | Panasonic Eco Systems North America | Panasonic | FV-0511VKSL3K |  | 0 |  | 6" | Horizontal Exhaust | 30 CFM | 0.5 | 30 |  | 11.6 |  | Yes | Yes | Yes | Yes | Yes | Yes | 1007743
| Bathroom Exhaust Fans |  | Panasonic Eco Systems North America | Panasonic | FV-0511VKSL3K |  | 0 |  | 6" | Horizontal Exhaust | 100 CFM | 0.1 | 100 | <0.3 | 6.1 |  | Yes | Yes | Yes | Yes | Yes | Yes | 1007743
| Bathroom Exhaust Fans |  | Panasonic Eco Systems North America | Panasonic | FV-0511VKSL3K |  | 0 |  | 6" | Horizontal Exhaust | 100 CFM | 0.25 | 100 | 0.3 | 11.7 |  | Yes | Yes | Yes | Yes | Yes | Yes | 1007743
| Bathroom Exhaust Fans |  | Panasonic Eco Systems North America | Panasonic | FV-0511VKSL3K |  | 0 |  | 6" | Horizontal Exhaust | 100 CFM | 0.375 | 100 |  | 16.5 |  | Yes | Yes | Yes | Yes | Yes | Yes | 1007743
| Bathroom Exhaust Fans |  | Panasonic Eco Systems North America | Panasonic | FV-0511VKSL3K |  | 0 |  | 6" | Horizontal Exhaust | 100 CFM | 0.5 | 100 |  | 21.9 |  | Yes | Yes | Yes | Yes | Yes | Yes | 1007743
| Bathroom Exhaust Fans |  | Panasonic Eco Systems North America | Panasonic | FV-0511VKSL3K |  | 0 |  | 6" | Horizontal Exhaust | 90 CFM | 0.1 | 90 | <0.3 | 5.5 |  | Yes | Yes | Yes | Yes | Yes | Yes | 1007743
| Bathroom Exhaust Fans |  | Panasonic Eco Systems North America | Panasonic | FV-0511VKSL3K |  | 0 |  | 6" | Horizontal Exhaust | 90 CFM | 0.25 | 90 | <0.3 | 10.6 |  | Yes | Yes | Yes | Yes | Yes | Yes | 1007743
| Bathroom Exhaust Fans |  | Panasonic Eco Systems North America | Panasonic | FV-0511VKSL3K |  | 0 |  | 6" | Horizontal Exhaust | 90 CFM | 0.375 | 90 |  | 15.2 |  | Yes | Yes | Yes | Yes | Yes | Yes | 1007743
| Bathroom Exhaust Fans |  | Panasonic Eco Systems North America | Panasonic | FV-0511VKSL3K |  | 0 |  | 6" | Horizontal Exhaust | 90 CFM | 0.5 | 90 |  | 19.4 |  | Yes | Yes | Yes | Yes | Yes | Yes | 1007743
| Bathroom Exhaust Fans |  | Panasonic Eco Systems North America | Panasonic | FV-0511VKSL3K |  | 0 |  | 6" | Horizontal Exhaust | 80 CFM | 0.1 | 80 | <0.3 | 4.8 |  | Yes | Yes | Yes | Yes | Yes | Yes | 1007743
| Bathroom Exhaust Fans |  | Panasonic Eco Systems North America | Panasonic | FV-0511VKSL3K |  | 0 |  | 6" | Horizontal Exhaust | 80 CFM | 0.25 | 80 | <0.3 | 9.5 |  | Yes | Yes | Yes | Yes | Yes | Yes | 1007743
| Bathroom Exhaust Fans |  | Panasonic Eco Systems North America | Panasonic | FV-0511VKSL3K |  | 0 |  | 6" | Horizontal Exhaust | 80 CFM | 0.375 | 80 |  | 13.7 |  | Yes | Yes | Yes | Yes | Yes | Yes | 1007743
| Bathroom Exhaust Fans |  | Panasonic Eco Systems North America | Panasonic | FV-0511VKSL3K |  | 0 |  | 6" | Horizontal Exhaust | 80 CFM | 0.5 | 80 |  | 17.9 |  | Yes | Yes | Yes | Yes | Yes | Yes | 1007743
| Bathroom Exhaust Fans |  | Panasonic Eco Systems North America | Panasonic | FV-0511VKSL3K |  | 0 |  | 6" | Horizontal Exhaust | 70 CFM | 0.1 | 70 | <0.3 | 4.5 |  | Yes | Yes | Yes | Yes | Yes | Yes | 1007743
| Bathroom Exhaust Fans |  | Panasonic Eco Systems North America | Panasonic | FV-0511VKSL3K |  | 0 |  | 6" | Horizontal Exhaust | 70 CFM | 0.25 | 70 | <0.3 | 8.7 |  | Yes | Yes | Yes | Yes | Yes | Yes | 1007743
| Bathroom Exhaust Fans |  | Panasonic Eco Systems North America | Panasonic | FV-0511VKSL3K |  | 0 |  | 6" | Horizontal Exhaust | 70 CFM | 0.375 | 70 |  | 12.7 |  | Yes | Yes | Yes | Yes | Yes | Yes | 1007743
| Bathroom Exhaust Fans |  | Panasonic Eco Systems North America | Panasonic | FV-0511VKSL3K |  | 0 |  | 6" | Horizontal Exhaust | 70 CFM | 0.5 | 70 |  | 16.5 |  | Yes | Yes | Yes | Yes | Yes | Yes | 1007743
| Bathroom Exhaust Fans |  | Panasonic Eco Systems North America | Panasonic | FV-0511VKSL3K |  | 0 |  | 6" | Horizontal Exhaust | 60 CFM | 0.1 | 60 | <0.3 | 4 |  | Yes | Yes | Yes | Yes | Yes | Yes | 1007743
| Bathroom Exhaust Fans |  | Panasonic Eco Systems North America | Panasonic | FV-0511VKSL3K |  | 0 |  | 6" | Horizontal Exhaust | 60 CFM | 0.25 | 60 | <0.3 | 8 |  | Yes | Yes | Yes | Yes | Yes | Yes | 1007743
| Bathroom Exhaust Fans |  | Panasonic Eco Systems North America | Panasonic | FV-0511VKSL3K |  | 0 |  | 6" | Horizontal Exhaust | 60 CFM | 0.375 | 60 |  | 11.4 |  | Yes | Yes | Yes | Yes | Yes | Yes | 1007743
| Bathroom Exhaust Fans |  | Panasonic Eco Systems North America | Panasonic | FV-0511VKSL3K |  | 0 |  | 6" | Horizontal Exhaust | 60 CFM | 0.5 | 60 |  | 14.7 |  | Yes | Yes | Yes | Yes | Yes | Yes | 1007743
| Bathroom Exhaust Fans |  | Panasonic Eco Systems North America | Panasonic | FV-0511VKSL3K |  | 0 |  | 6" | Horizontal Exhaust | 50 CFM | 0.1 | 50 | <0.3 | 3.7 |  | Yes | Yes | Yes | Yes | Yes | Yes | 1007743
| Bathroom Exhaust Fans |  | Panasonic Eco Systems North America | Panasonic | FV-0511VKSL3K |  | 0 |  | 6" | Horizontal Exhaust | 50 CFM | 0.25 | 50 | <0.3 | 7.2 |  | Yes | Yes | Yes | Yes | Yes | Yes | 1007743
| Bathroom Exhaust Fans |  | Panasonic Eco Systems North America | Panasonic | FV-0511VKSL3K |  | 0 |  | 4" | Horizontal Exhaust | 70 CFM | 0.1 | 70 | <0.3 | 5.6 |  | Yes | Yes | Yes | Yes | Yes | Yes | 1007743
| Bathroom Exhaust Fans |  | Panasonic Eco Systems North America | Panasonic | FV-0511VKSL3K |  | 0 |  | 4" | Horizontal Exhaust | 70 CFM | 0.25 | 70 | 0.4 | 9.6 |  | Yes | Yes | Yes | Yes | Yes | Yes | 1007743
| Bathroom Exhaust Fans |  | Panasonic Eco Systems North America | Panasonic | FV-0511VKSL3K |  | 0 |  | 4" | Horizontal Exhaust | 70 CFM | 0.375 | 70 |  | 14 |  | Yes | Yes | Yes | Yes | Yes | Yes | 1007743
| Bathroom Exhaust Fans |  | Panasonic Eco Systems North America | Panasonic | FV-0511VKSL3K |  | 0 |  | 4" | Horizontal Exhaust | 70 CFM | 0.5 | 70 |  | 17.8 |  | Yes | Yes | Yes | Yes | Yes | Yes | 1007743
| Bathroom Exhaust Fans |  | Panasonic Eco Systems North America | Panasonic | FV-0511VKSL3K |  | 0 |  | 4" | Horizontal Exhaust | 60 CFM | 0.1 | 60 | <0.3 | 4.6 |  | Yes | Yes | Yes | Yes | Yes | Yes | 1007743
| Bathroom Exhaust Fans |  | Panasonic Eco Systems North America | Panasonic | FV-0511VKSL3K |  | 0 |  | 4" | Horizontal Exhaust | 60 CFM | 0.25 | 60 | 0.4 | 8.5 |  | Yes | Yes | Yes | Yes | Yes | Yes | 1007743
| Bathroom Exhaust Fans |  | Panasonic Eco Systems North America | Panasonic | FV-0511VKSL3K |  | 0 |  | 4" | Horizontal Exhaust | 60 CFM | 0.375 | 60 |  | 11.7 |  | Yes | Yes | Yes | Yes | Yes | Yes | 1007743
| Bathroom Exhaust Fans |  | Panasonic Eco Systems North America | Panasonic | FV-0511VKSL3K |  | 0 |  | 4" | Horizontal Exhaust | 60 CFM | 0.5 | 60 |  | 15.7 |  | Yes | Yes | Yes | Yes | Yes | Yes | 1007743
| Bathroom Exhaust Fans |  | Panasonic Eco Systems North America | Panasonic | FV-0511VKSL3K |  | 0 |  | 4" | Horizontal Exhaust | 50 CFM | 0.1 | 50 | <0.3 | 3.9 |  | Yes | Yes | Yes | Yes | Yes | Yes | 1007743
| Bathroom Exhaust Fans |  | Panasonic Eco Systems North America | Panasonic | FV-0511VKSL3K |  | 0 |  | 4" | Horizontal Exhaust | 50 CFM | 0.25 | 50 | 0.4 | 7.5 |  | Yes | Yes | Yes | Yes | Yes | Yes | 1007743
| Bathroom Exhaust Fans |  | Panasonic Eco Systems North America | Panasonic | FV-0511VKSL3K |  | 0 |  | 4" | Horizontal Exhaust | 50 CFM | 0.375 | 50 |  | 10.4 |  | Yes | Yes | Yes | Yes | Yes | Yes | 1007743
| Bathroom Exhaust Fans |  | Panasonic Eco Systems North America | Panasonic | FV-0511VKSL3K |  | 0 |  | 4" | Horizontal Exhaust | 50 CFM | 0.5 | 50 |  | 13.7 |  | Yes | Yes | Yes | Yes | Yes | Yes | 1007743
| Bathroom Exhaust Fans |  | Panasonic Eco Systems North America | Panasonic | FV-0511VKSL3K |  | 0 |  | 4" | Horizontal Exhaust | 40 CFM | 0.1 | 40 | <0.3 | 3.4 |  | Yes | Yes | Yes | Yes | Yes | Yes | 1007743
| Bathroom Exhaust Fans |  | Panasonic Eco Systems North America | Panasonic | FV-0511VKSL3K |  | 0 |  | 4" | Horizontal Exhaust | 40 CFM | 0.25 | 40 | 0.3 | 6.5 |  | Yes | Yes | Yes | Yes | Yes | Yes | 1007743
| Bathroom Exhaust Fans |  | Panasonic Eco Systems North America | Panasonic | FV-0511VKSL3K |  | 0 |  | 4" | Horizontal Exhaust | 40 CFM | 0.375 | 40 |  | 9.4 |  | Yes | Yes | Yes | Yes | Yes | Yes | 1007743
| Bathroom Exhaust Fans |  | Panasonic Eco Systems North America | Panasonic | FV-0511VKSL3K |  | 0 |  | 4" | Horizontal Exhaust | 40 CFM | 0.5 | 40 |  | 12.4 |  | Yes | Yes | Yes | Yes | Yes | Yes | 1007743
| Bathroom Exhaust Fans |  | Panasonic Eco Systems North America | Panasonic | FV-0511VKSL3K |  | 0 |  | 4" | Horizontal Exhaust | 30 CFM | 0.1 | 30 | <0.3 | 2.9 |  | Yes | Yes | Yes | Yes | Yes | Yes | 1007743
| Bathroom Exhaust Fans |  | Panasonic Eco Systems North America | Panasonic | FV-0511VKSL3K |  | 0 |  | 4" | Horizontal Exhaust | 30 CFM | 0.25 | 30 | 0.3 | 5.7 |  | Yes | Yes | Yes | Yes | Yes | Yes | 1007743
| Bathroom Exhaust Fans |  | Panasonic Eco Systems North America | Panasonic | FV-0511VKSL3K |  | 0 |  | 4" | Horizontal Exhaust | 30 CFM | 0.375 | 30 |  | 8.3 |  | Yes | Yes | Yes | Yes | Yes | Yes | 1007743
| Bathroom Exhaust Fans |  | Panasonic Eco Systems North America | Panasonic | FV-0511VKSL3K |  | 0 |  | 4" | Horizontal Exhaust | 30 CFM | 0.5 | 30 |  | 11.7 |  | Yes | Yes | Yes | Yes | Yes | Yes | 1007743
| Bathroom Exhaust Fans |  | Panasonic Eco Systems North America | Panasonic | FV-0511VKSL3K |  | 0 |  | 4" | Horizontal Exhaust | 110 CFM | 0.1 | 110 | <0.3 | 10.7 |  | Yes | Yes | Yes | Yes | Yes | Yes | 1007743
| Bathroom Exhaust Fans |  | Panasonic Eco Systems North America | Panasonic | FV-0511VKSL3K |  | 0 |  | 4" | Horizontal Exhaust | 110 CFM | 0.25 | 110 | 0.6 | 16.5 |  | Yes | Yes | Yes | Yes | Yes | Yes | 1007743
| Bathroom Exhaust Fans |  | Panasonic Eco Systems North America | Panasonic | FV-0511VKSL3K |  | 0 |  | 4" | Horizontal Exhaust | 110 CFM | 0.375 | 110 |  | 22.1 |  | Yes | Yes | Yes | Yes | Yes | Yes | 1007743
| Bathroom Exhaust Fans |  | Panasonic Eco Systems North America | Panasonic | FV-0511VKSL3K |  | 0 |  | 4" | Horizontal Exhaust | 110 CFM | 0.5 | 100 |  | 24.8 |  | Yes | Yes | Yes | Yes | Yes | Yes | 1007743
| Bathroom Exhaust Fans |  | Panasonic Eco Systems North America | Panasonic | FV-0511VKSL3K |  | 0 |  | 4" | Horizontal Exhaust | 100 CFM | 0.1 | 100 | <0.3 | 8.7 |  | Yes | Yes | Yes | Yes | Yes | Yes | 1007743
| Bathroom Exhaust Fans |  | Panasonic Eco Systems North America | Panasonic | FV-0511VKSL3K |  | 0 |  | 4" | Horizontal Exhaust | 100 CFM | 0.25 | 100 | 0.6 | 14.6 |  | Yes | Yes | Yes | Yes | Yes | Yes | 1007743
| Bathroom Exhaust Fans |  | Panasonic Eco Systems North America | Panasonic | FV-0511VKSL3K |  | 0 |  | 4" | Horizontal Exhaust | 100 CFM | 0.375 | 100 |  | 19.1 |  | Yes | Yes | Yes | Yes | Yes | Yes | 1007743
| Bathroom Exhaust Fans |  | Panasonic Eco Systems North America | Panasonic | FV-0511VKSL3K |  | 0 |  | 4" | Horizontal Exhaust | 100 CFM | 0.5 | 100 |  | 24.3 |  | Yes | Yes | Yes | Yes | Yes | Yes | 1007743
| Bathroom Exhaust Fans |  | Panasonic Eco Systems North America | Panasonic | FV-0511VKSL3K |  | 0 |  | 4" | Horizontal Exhaust | 90 CFM | 0.1 | 90 | <0.3 | 7.2 |  | Yes | Yes | Yes | Yes | Yes | Yes | 1007743
| Bathroom Exhaust Fans |  | Panasonic Eco Systems North America | Panasonic | FV-0511VKSL3K |  | 0 |  | 4" | Horizontal Exhaust | 90 CFM | 0.25 | 90 | 0.5 | 12.6 |  | Yes | Yes | Yes | Yes | Yes | Yes | 1007743
| Bathroom Exhaust Fans |  | Panasonic Eco Systems North America | Panasonic | FV-0511VKSL3K |  | 0 |  | 4" | Horizontal Exhaust | 90 CFM | 0.375 | 90 |  | 17.2 |  | Yes | Yes | Yes | Yes | Yes | Yes | 1007743
| Bathroom Exhaust Fans |  | Panasonic Eco Systems North America | Panasonic | FV-0511VKSL3K |  | 0 |  | 4" | Horizontal Exhaust | 90 CFM | 0.5 | 90 |  | 21.9 |  | Yes | Yes | Yes | Yes | Yes | Yes | 1007743
| Bathroom Exhaust Fans |  | Panasonic Eco Systems North America | Panasonic | FV-0511VKSL3K |  | 0 |  | 4" | Horizontal Exhaust | 80 CFM | 0.1 | 80 | <0.3 | 6.4 |  | Yes | Yes | Yes | Yes | Yes | Yes | 1007743
| Bathroom Exhaust Fans |  | Panasonic Eco Systems North America | Panasonic | FV-0511VKSL3K |  | 0 |  | 4" | Horizontal Exhaust | 80 CFM | 0.25 | 80 | 0.5 | 11.2 |  | Yes | Yes | Yes | Yes | Yes | Yes | 1007743
| Bathroom Exhaust Fans |  | Panasonic Eco Systems North America | Panasonic | FV-0511VKSL3K |  | 0 |  | 4" | Horizontal Exhaust | 80 CFM | 0.375 | 80 |  | 15.1 |  | Yes | Yes | Yes | Yes | Yes | Yes | 1007743
| Bathroom Exhaust Fans |  | Panasonic Eco Systems North America | Panasonic | FV-0511VKSL3K |  | 0 |  | 4" | Horizontal Exhaust | 80 CFM | 0.5 | 80 |  | 19.7 |  | Yes | Yes | Yes | Yes | Yes | Yes | 1007743
| Bathroom Exhaust Fans |  | Panasonic Eco Systems North America | Panasonic | FV-0511VQ1 |  | 0 |  | 4" | Horizontal | 110 CFM | 0.25 | 111 | 0.9 | 16.4 |  | Yes | Yes | Yes | Yes | Yes | Yes | 1006167
| Bathroom Exhaust Fans |  | Panasonic Eco Systems North America | Panasonic | FV-0511VQ1 |  | 0 |  | 4" | Horizontal | 80 CFM | 0.25 | 83 | 0.6 | 10.8 |  | Yes | Yes | Yes | Yes | Yes | Yes | 1006167
| Bathroom Exhaust Fans |  | Panasonic Eco Systems North America | Panasonic | FV-0511VQ1 |  | 0 |  | 4" | Horizontal | 50 CFM | 0.25 | 53 | 0.4 | 7.2 |  | Yes | Yes | Yes | Yes | Yes | Yes | 1006167
| Bathroom Exhaust Fans |  | Panasonic Eco Systems North America | Panasonic | FV-0511VQ1 |  | 0 |  | 4" | Horizontal | 50 CFM | 0.375 | 53 |  |  |  | Yes | Yes | Yes | Yes | Yes | Yes | 1006167
| Bathroom Exhaust Fans |  | Panasonic Eco Systems North America | Panasonic | FV-0511VQ1 |  | 0 |  | 4" | Horizontal | 80 CFM | 0.375 | 82 |  |  |  | Yes | Yes | Yes | Yes | Yes | Yes | 1006167
| Bathroom Exhaust Fans |  | Panasonic Eco Systems North America | Panasonic | FV-0511VQ1 |  | 0 |  | 4" | Horizontal | 110 CFM | 0.375 | 91 |  |  |  | Yes | Yes | Yes | Yes | Yes | Yes | 1006167
| Bathroom Exhaust Fans |  | Panasonic Eco Systems North America | Panasonic | FV-0511VQ1 |  | 0 |  | 4" | Horizontal | 50 CFM | 0.1 | 50 | <0.3 | 4 |  | Yes | Yes | Yes | Yes | Yes | Yes | 1006167
| Bathroom Exhaust Fans |  | Panasonic Eco Systems North America | Panasonic | FV-0511VQ1 |  | 0 |  | 4" | Horizontal | 80 CFM | 0.1 | 80 | <0.3 | 5.9 |  | Yes | Yes | Yes | Yes | Yes | Yes | 1006167
| Bathroom Exhaust Fans |  | Panasonic Eco Systems North America | Panasonic | FV-0511VQ1 |  | 0 |  | 4" | Horizontal | 110 CFM | 0.1 | 110 | <0.3 | 10.6 |  | Yes | Yes | Yes | Yes | Yes | Yes | 1006167
| Bathroom Exhaust Fans |  | Panasonic Eco Systems North America | Panasonic | FV-0511VQC1 |  | 0 |  | 4" | Horizontal Exhaust | 50 CFM | 0.375 | 53 |  |  |  | Yes | Yes | Yes | Yes | Yes | Yes | 1006029
| Bathroom Exhaust Fans |  | Panasonic Eco Systems North America | Panasonic | FV-0511VQC1 |  | 0 |  | 4" | Horizontal Exhaust | 50 CFM | 0.25 | 53 | 0.4 | 7.2 |  | Yes | Yes | Yes | Yes | Yes | Yes | 1006029
| Bathroom Exhaust Fans |  | Panasonic Eco Systems North America | Panasonic | FV-0511VQC1 |  | 0 |  | 4" | Horizontal Exhaust | 50 CFM | 0.1 | 50 | <0.3 | 4 |  | Yes | Yes | Yes | Yes | Yes | Yes | 1006029
| Bathroom Exhaust Fans |  | Panasonic Eco Systems North America | Panasonic | FV-0511VQC1 |  | 0 |  | 4" | Horizontal Exhaust | 80 CFM | 0.1 | 80 | <0.3 | 5.9 |  | Yes | Yes | Yes | Yes | Yes | Yes | 1006029
| Bathroom Exhaust Fans |  | Panasonic Eco Systems North America | Panasonic | FV-0511VQC1 |  | 0 |  | 4" | Horizontal Exhaust | 80 CFM | 0.375 | 82 |  |  |  | Yes | Yes | Yes | Yes | Yes | Yes | 1006029
| Bathroom Exhaust Fans |  | Panasonic Eco Systems North America | Panasonic | FV-0511VQC1 |  | 0 |  | 4" | Horizontal Exhaust | 80 CFM | 0.25 | 83 | 0.6 | 10.8 |  | Yes | Yes | Yes | Yes | Yes | Yes | 1006029
| Bathroom Exhaust Fans |  | Panasonic Eco Systems North America | Panasonic | FV-0511VQC1 |  | 0 |  | 4" | Horizontal Exhaust | 110 CFM | 0.375 | 91 |  |  |  | Yes | Yes | Yes | Yes | Yes | Yes | 1006029
| Bathroom Exhaust Fans |  | Panasonic Eco Systems North America | Panasonic | FV-0511VQC1 |  | 0 |  | 4" | Horizontal Exhaust | 110 CFM | 0.25 | 111 | 0.9 | 16.4 |  | Yes | Yes | Yes | Yes | Yes | Yes | 1006029
| Bathroom Exhaust Fans |  | Panasonic Eco Systems North America | Panasonic | FV-0511VQC1 |  | 0 |  | 4" | Horizontal Exhaust | 110 CFM | 0.1 | 110 | <0.3 | 10.6 |  | Yes | Yes | Yes | Yes | Yes | Yes | 1006029
| Bathroom Exhaust Fans |  | Panasonic Eco Systems North America | Panasonic | FV-0511VQCL1 |  | 0 |  | 4" | Horizontal Exhaust | 110 CFM | 0.1 | 110 | 0.4 | 10.9 |  | Yes | Yes | Yes | Yes | Yes | Yes | 1006694
| Bathroom Exhaust Fans |  | Panasonic Eco Systems North America | Panasonic | FV-0511VQCL1 |  | 0 |  | 4" | Horizontal Exhaust | 80 CFM | 0.1 | 80 | <0.3 | 6 |  | Yes | Yes | Yes | Yes | Yes | Yes | 1006694
| Bathroom Exhaust Fans |  | Panasonic Eco Systems North America | Panasonic | FV-0511VQCL1 |  | 0 |  | 4" | Horizontal Exhaust | 50 CFM | 0.1 | 50 | <0.3 | 3.9 |  | Yes | Yes | Yes | Yes | Yes | Yes | 1006694
| Bathroom Exhaust Fans |  | Panasonic Eco Systems North America | Panasonic | FV-0511VQCL1 |  | 0 |  | 4" | Horizontal Exhaust | 110 CFM | 0.25 | 110 | 0.9 | 16.1 |  | Yes | Yes | Yes | Yes | Yes | Yes | 1006694
| Bathroom Exhaust Fans |  | Panasonic Eco Systems North America | Panasonic | FV-0511VQCL1 |  | 0 |  | 4" | Horizontal Exhaust | 80 CFM | 0.25 | 83 | 0.6 | 11 |  | Yes | Yes | Yes | Yes | Yes | Yes | 1006694
| Bathroom Exhaust Fans |  | Panasonic Eco Systems North America | Panasonic | FV-0511VQCL1 |  | 0 |  | 4" | Horizontal Exhaust | 50 CFM | 0.25 | 50 | 0.4 | 7.1 |  | Yes | Yes | Yes | Yes | Yes | Yes | 1006694
| Bathroom Exhaust Fans |  | Panasonic Eco Systems North America | Panasonic | FV-0511VQCL1 |  | 0 |  | 4" | Horizontal Exhaust | 50 CFM | 0.375 | 44 |  |  |  | Yes | Yes | Yes | Yes | Yes | Yes | 1006694
| Bathroom Exhaust Fans |  | Panasonic Eco Systems North America | Panasonic | FV-0511VQCL1 |  | 0 |  | 4" | Horizontal Exhaust | 80 CFM | 0.375 | 82 |  |  |  | Yes | Yes | Yes | Yes | Yes | Yes | 1006694
| Bathroom Exhaust Fans |  | Panasonic Eco Systems North America | Panasonic | FV-0511VQCL1 |  | 0 |  | 4" | Horizontal Exhaust | 110 CFM | 0.375 | 86 |  |  |  | Yes | Yes | Yes | Yes | Yes | Yes | 1006694
| Bathroom Exhaust Fans |  | Panasonic Eco Systems North America | Panasonic | FV-0511VQL1 |  | 0 |  | 4" | Horizontal | 110 CFM | 0.375 | 86 |  |  |  | Yes | Yes | Yes | Yes | Yes | Yes | 1006695
| Bathroom Exhaust Fans |  | Panasonic Eco Systems North America | Panasonic | FV-0511VQL1 |  | 0 |  | 4" | Horizontal | 110 CFM | 0.25 | 110 | 0.9 | 16.1 |  | Yes | Yes | Yes | Yes | Yes | Yes | 1006695
| Bathroom Exhaust Fans |  | Panasonic Eco Systems North America | Panasonic | FV-0511VQL1 |  | 0 |  | 4" | Horizontal | 110 CFM | 0.1 | 110 | 0.4 | 10.9 |  | Yes | Yes | Yes | Yes | Yes | Yes | 1006695
| Bathroom Exhaust Fans |  | Panasonic Eco Systems North America | Panasonic | FV-0511VQL1 |  | 0 |  | 4" | Horizontal | 80 CFM | 0.375 | 82 |  |  |  | Yes | Yes | Yes | Yes | Yes | Yes | 1006695
| Bathroom Exhaust Fans |  | Panasonic Eco Systems North America | Panasonic | FV-0511VQL1 |  | 0 |  | 4" | Horizontal | 50 CFM | 0.375 | 44 |  |  |  | Yes | Yes | Yes | Yes | Yes | Yes | 1006695
| Bathroom Exhaust Fans |  | Panasonic Eco Systems North America | Panasonic | FV-0511VQL1 |  | 0 |  | 4" | Horizontal | 50 CFM | 0.25 | 50 | 0.4 | 7.1 |  | Yes | Yes | Yes | Yes | Yes | Yes | 1006695
| Bathroom Exhaust Fans |  | Panasonic Eco Systems North America | Panasonic | FV-0511VQL1 |  | 0 |  | 4" | Horizontal | 80 CFM | 0.25 | 83 | 0.6 | 11 |  | Yes | Yes | Yes | Yes | Yes | Yes | 1006695
| Bathroom Exhaust Fans |  | Panasonic Eco Systems North America | Panasonic | FV-0511VQL1 |  | 0 |  | 4" | Horizontal | 50 CFM | 0.1 | 50 | <0.3 | 3.9 |  | Yes | Yes | Yes | Yes | Yes | Yes | 1006695
| Bathroom Exhaust Fans |  | Panasonic Eco Systems North America | Panasonic | FV-0511VQL1 |  | 0 |  | 4" | Horizontal | 80 CFM | 0.1 | 80 | <0.3 | 6 |  | Yes | Yes | Yes | Yes | Yes | Yes | 1006695
| Other Room Exhaust Fans |  | Panasonic Eco Systems North America | Panasonic Eco Solutions | FV-06VE1 |  | 0 |  | 4" | Horizontal Exhaust | 40 CFM | 0.25 | 30 | 1.2 | 19 |  | NO | No | No | Yes | No | No | 5004304
| Other Room Exhaust Fans |  | Panasonic Eco Systems North America | Panasonic Eco Solutions | FV-06VE1 |  | 0 |  | 4" | Horizontal Supply | 40 CFM | 0.1 | 40 | 0.9 | 19 |  | NO | No | No | Yes | No | No | 5004304
| Other Room Exhaust Fans |  | Panasonic Eco Systems North America | Panasonic Eco Solutions | FV-06VE1 |  | 0 |  | 4" | Horizontal Supply | 40 CFM | 0.25 | 30 | 1.2 | 19 |  | NO | No | No | Yes | No | No | 5004304
| Other Room Exhaust Fans |  | Panasonic Eco Systems North America | Panasonic Eco Solutions | FV-06VE1 |  | 0 |  | 4" | Horizontal Exhaust | 40 CFM | 0.1 | 40 | 0.9 | 19 |  | NO | No | No | Yes | No | No | 5004304
| Other Room Exhaust Fans |  | Panasonic Eco Systems North America | Panasonic Eco Solutions | FV-06VE1 |  | 0 |  | 4" | Horizontal Supply | 60 CFM | 0.25 | 52 | 2.5 | 39 |  | NO | No | No | Yes | No | No | 5004304
| Other Room Exhaust Fans |  | Panasonic Eco Systems North America | Panasonic Eco Solutions | FV-06VE1 |  | 0 |  | 4" | Horizontal Exhaust | 60 CFM | 0.25 | 54 | 2.5 | 39 |  | NO | No | No | Yes | No | No | 5004304
| Other Room Exhaust Fans |  | Panasonic Eco Systems North America | Panasonic Eco Solutions | FV-06VE1 |  | 0 |  | 4" | Horizontal Supply | 60 CFM | 0.1 | 60 | 2.5 | 39 |  | NO | No | No | Yes | No | No | 5004304
| Other Room Exhaust Fans |  | Panasonic Eco Systems North America | Panasonic Eco Solutions | FV-06VE1 |  | 0 |  | 4" | Horizontal Exhaust | 60 CFM | 0.1 | 60 | 2.5 | 39 |  | NO | No | No | Yes | No | No | 5004304
| Other Room Exhaust Fans |  | Panasonic Eco Systems North America | Panasonic Eco Solutions | FV-06VE1 |  | 0 |  | 4" | Horizontal Supply | 50 CFM | 0.25 | 42 | 2 | 27 |  | NO | No | No | Yes | No | No | 5004304
| Other Room Exhaust Fans |  | Panasonic Eco Systems North America | Panasonic Eco Solutions | FV-06VE1 |  | 0 |  | 4" | Horizontal Exhaust | 50 CFM | 0.25 | 43 | 2 | 27 |  | NO | No | No | Yes | No | No | 5004304
| Other Room Exhaust Fans |  | Panasonic Eco Systems North America | Panasonic Eco Solutions | FV-06VE1 |  | 0 |  | 4" | Horizontal Supply | 50 CFM | 0.1 | 50 | 1.5 | 27 |  | NO | No | No | Yes | No | No | 5004304
| Other Room Exhaust Fans |  | Panasonic Eco Systems North America | Panasonic Eco Solutions | FV-06VE1 |  | 0 |  | 4" | Horizontal Exhaust | 50 CFM | 0.1 | 50 | 1.5 | 27 |  | NO | No | No | Yes | No | No | 5004304
| Bathroom Exhaust Fans |  | Panasonic Eco Systems North America | Panasonic | FV-0709RM1 |  | 0 |  | 4" | Horizontal | 90 CFM | 0.375 | 56 |  |  |  | Yes | Yes | Yes | Yes | Yes | Yes | 1007249
| Bathroom Exhaust Fans |  | Panasonic Eco Systems North America | Panasonic | FV-0709RM1 |  | 0 |  | 4" | Horizontal | 90 CFM | 0.25 | 75 | 1.5 | 21.4 |  | Yes | Yes | Yes | Yes | Yes | Yes | 1007249
| Bathroom Exhaust Fans |  | Panasonic Eco Systems North America | Panasonic | FV-0709RM1 |  | 0 |  | 4" | Horizontal | 70 CFM | 0.375 | 34 |  |  |  | Yes | Yes | Yes | Yes | Yes | Yes | 1007249
| Bathroom Exhaust Fans |  | Panasonic Eco Systems North America | Panasonic | FV-0709RM1 |  | 0 |  | 4" | Horizontal | 70 CFM | 0.25 | 56 | 1.3 | 17.2 |  | Yes | Yes | Yes | Yes | Yes | Yes | 1007249
| Bathroom Exhaust Fans |  | Panasonic Eco Systems North America | Panasonic | FV-0709RM1 |  | 0 |  | 4" | Horizontal | 90 CFM | 0.1 | 90 | 1.5 | 22 |  | Yes | Yes | Yes | Yes | Yes | Yes | 1007249
| Bathroom Exhaust Fans |  | Panasonic Eco Systems North America | Panasonic | FV-0709RM1 |  | 0 |  | 4" | Horizontal | 70 CFM | 0.1 | 70 | 0.7 | 17.8 |  | Yes | Yes | Yes | Yes | Yes | Yes | 1007249
| Bathroom Exhaust Fans |  | Panasonic Eco Systems North America | Panasonic Eco Solutions | FV-0709VB1 |  | 0 |  | 4" | Horizontal | 70 CFM | 0.25 | 56 | 1.3 | 17.2 |  | Yes | Yes | Yes | Yes | Yes | Yes | 1007488
| Bathroom Exhaust Fans |  | Panasonic Eco Systems North America | Panasonic Eco Solutions | FV-0709VB1 |  | 0 |  | 4" | Horizontal | 90 CFM | 0.1 | 90 | 1.5 | 22 |  | Yes | Yes | Yes | Yes | Yes | Yes | 1007488
| Bathroom Exhaust Fans |  | Panasonic Eco Systems North America | Panasonic Eco Solutions | FV-0709VB1 |  | 0 |  | 4" | Horizontal | 90 CFM | 0.25 | 75 | 1.5 | 21.4 |  | Yes | Yes | Yes | Yes | Yes | Yes | 1007488
| Bathroom Exhaust Fans |  | Panasonic Eco Systems North America | Panasonic Eco Solutions | FV-0709VB1 |  | 0 |  | 4" | Horizontal | 70 CFM | 0.375 | 34 |  |  |  | Yes | Yes | Yes | Yes | Yes | Yes | 1007488
| Bathroom Exhaust Fans |  | Panasonic Eco Systems North America | Panasonic Eco Solutions | FV-0709VB1 |  | 0 |  | 4" | Horizontal | 90 CFM | 0.375 | 56 |  |  |  | Yes | Yes | Yes | Yes | Yes | Yes | 1007488
| Bathroom Exhaust Fans |  | Panasonic Eco Systems North America | Panasonic Eco Solutions | FV-0709VB1 |  | 0 |  | 4" | Horizontal | 70 CFM | 0.1 | 70 | 0.7 | 17.8 |  | Yes | Yes | Yes | Yes | Yes | Yes | 1007488
| Bathroom Exhaust Fans |  | Panasonic Eco Systems North America | Panasonic | FV-07VBA1A+FV-07VBB1 |  | 0 |  | 4" | Horizontal | 70 CFM | 0.375 | 34 |  |  |  | Yes | Yes | Yes | Yes | Yes | Yes | 1006191
| Bathroom Exhaust Fans |  | Panasonic Eco Systems North America | Panasonic | FV-07VBA1A+FV-07VBB1 |  | 0 |  | 4" | Horizontal | 90 CFM | 0.375 | 56 |  |  |  | Yes | Yes | Yes | Yes | Yes | Yes | 1006191
| Bathroom Exhaust Fans |  | Panasonic Eco Systems North America | Panasonic | FV-07VBA1A+FV-07VBB1 |  | 0 |  | 4" | Horizontal | 90 CFM | 0.25 | 75 | 1.5 | 21.4 |  | Yes | Yes | Yes | Yes | Yes | Yes | 1006191
| Bathroom Exhaust Fans |  | Panasonic Eco Systems North America | Panasonic | FV-07VBA1A+FV-07VBB1 |  | 0 |  | 4" | Horizontal | 70 CFM | 0.25 | 56 | 1.3 | 17.2 |  | Yes | Yes | Yes | Yes | Yes | Yes | 1006191
| Bathroom Exhaust Fans |  | Panasonic Eco Systems North America | Panasonic | FV-07VBA1A+FV-07VBB1 |  | 0 |  | 4" | Horizontal | 70 CFM | 0.1 | 70 | 0.7 | 17.8 |  | Yes | Yes | Yes | Yes | Yes | Yes | 1006191
| Bathroom Exhaust Fans |  | Panasonic Eco Systems North America | Panasonic | FV-07VBA1A+FV-07VBB1 |  | 0 |  | 4" | Horizontal | 90 CFM | 0.1 | 90 | 1.5 | 22 |  | Yes | Yes | Yes | Yes | Yes | Yes | 1006191
| Bathroom Exhaust Fans |  | Panasonic Eco Systems North America | Panasonic | FV-0810RS1 |  | 0 |  | 4" | Horizontal Exhaust | 100 CFM | 0.1 | 100 | 1 | 26.9 |  | Yes | Yes | Yes | Yes | Yes | Yes | 1006983
| Bathroom Exhaust Fans |  | Panasonic Eco Systems North America | Panasonic | FV-0810RS1 |  | 0 |  | 4" | Horizontal Exhaust | 100 CFM | 0.25 | 87 |  | 26.6 |  | Yes | Yes | Yes | Yes | Yes | Yes | 1006983
| Bathroom Exhaust Fans |  | Panasonic Eco Systems North America | Panasonic | FV-0810RS1 |  | 0 |  | 4" | Horizontal Exhaust | 80 CFM | 0.25 | 66 |  | 21.2 |  | Yes | Yes | Yes | Yes | Yes | Yes | 1006983
| Bathroom Exhaust Fans |  | Panasonic Eco Systems North America | Panasonic | FV-0810RS1 |  | 0 |  | 4" | Horizontal Exhaust | 80 CFM | 0.1 | 80 | 0.5 | 21.6 |  | Yes | Yes | Yes | Yes | Yes | Yes | 1006983
| Bathroom Exhaust Fans |  | Panasonic Eco Systems North America | Panasonic | FV-0810RS2 |  | 0 |  | 4" | Horizontal | 80 CFM | 0.25 | 81 |  | 13.3 |  | Yes | Yes | Yes | Yes | Yes | Yes | 1007428
| Bathroom Exhaust Fans |  | Panasonic Eco Systems North America | Panasonic | FV-0810RS2 |  | 0 |  | 4" | Horizontal | 80 CFM | 0.1 | 80 | 0.5 | 8.9 |  | Yes | Yes | Yes | Yes | Yes | Yes | 1007428
| Bathroom Exhaust Fans |  | Panasonic Eco Systems North America | Panasonic | FV-0810RS2 |  | 0 |  | 4" | Horizontal | 100 CFM | 0.25 | 99 |  | 18.3 |  | Yes | Yes | Yes | Yes | Yes | Yes | 1007428
| Bathroom Exhaust Fans |  | Panasonic Eco Systems North America | Panasonic | FV-0810RS2 |  | 0 |  | 4" | Horizontal | 100 CFM | 0.1 | 100 | 1.1 | 13.2 |  | Yes | Yes | Yes | Yes | Yes | Yes | 1007428
| Bathroom Exhaust Fans |  | Panasonic Eco Systems North America | Panasonic Eco Solutions | FV-0810RSL1 |  | 0 |  | 4" | Horizontal Exhaust | 100 CFM | 0.1 | 100 | 1.1 | 27.4 |  | Yes | Yes | Yes | Yes | Yes | Yes | 1006997
| Bathroom Exhaust Fans |  | Panasonic Eco Systems North America | Panasonic Eco Solutions | FV-0810RSL1 |  | 0 |  | 4" | Horizontal Exhaust | 100 CFM | 0.25 | 89 |  | 27.2 |  | Yes | Yes | Yes | Yes | Yes | Yes | 1006997
| Bathroom Exhaust Fans |  | Panasonic Eco Systems North America | Panasonic Eco Solutions | FV-0810RSL1 |  | 0 |  | 4" | Horizontal Exhaust | 80 CFM | 0.1 | 80 | 0.5 | 22.1 |  | Yes | Yes | Yes | Yes | Yes | Yes | 1006997
| Bathroom Exhaust Fans |  | Panasonic Eco Systems North America | Panasonic Eco Solutions | FV-0810RSL1 |  | 0 |  | 4" | Horizontal Exhaust | 80 CFM | 0.25 | 67 |  | 21.6 |  | Yes | Yes | Yes | Yes | Yes | Yes | 1006997
| Bathroom Exhaust Fans |  | Panasonic Eco Systems North America | Panasonic | FV-0810VSSAB1 |  | 0 |  | 4" | Horizontal | 50 CFM | 0.375 | 52 |  | 12 |  | Yes | Yes | Yes | Yes | Yes | Yes | 1008411
| Bathroom Exhaust Fans |  | Panasonic Eco Systems North America | Panasonic | FV-0810VSSAB1 |  | 0 |  | 4" | Horizontal | 30 CFM | 0.375 | 30 |  | 9 |  | Yes | Yes | Yes | Yes | Yes | Yes | 1008411
| Bathroom Exhaust Fans |  | Panasonic Eco Systems North America | Panasonic | FV-0810VSSAB1 |  | 0 |  | 4" | Horizontal | 60 CFM | 0.1 | 60 | <0.3 | 5.3 |  | Yes | Yes | Yes | Yes | Yes | Yes | 1008411
| Bathroom Exhaust Fans |  | Panasonic Eco Systems North America | Panasonic | FV-0810VSSAB1 |  | 0 |  | 4" | Horizontal | 60 CFM | 0.25 | 64 | 0.6 | 9.3 |  | Yes | Yes | Yes | Yes | Yes | Yes | 1008411
| Bathroom Exhaust Fans |  | Panasonic Eco Systems North America | Panasonic | FV-0810VSSAB1 |  | 0 |  | 4" | Horizontal | 50 CFM | 0.1 | 50 | <0.3 | 4.5 |  | Yes | Yes | Yes | Yes | Yes | Yes | 1008411
| Bathroom Exhaust Fans |  | Panasonic Eco Systems North America | Panasonic | FV-0810VSSAB1 |  | 0 |  | 4" | Horizontal | 50 CFM | 0.25 | 52 | 0.5 | 7.7 |  | Yes | Yes | Yes | Yes | Yes | Yes | 1008411
| Bathroom Exhaust Fans |  | Panasonic Eco Systems North America | Panasonic | FV-0810VSSAB1 |  | 0 |  | 4" | Horizontal | 40 CFM | 0.1 | 40 | <0.3 | 3.8 |  | Yes | Yes | Yes | Yes | Yes | Yes | 1008411
| Bathroom Exhaust Fans |  | Panasonic Eco Systems North America | Panasonic | FV-0810VSSAB1 |  | 0 |  | 4" | Horizontal | 40 CFM | 0.25 | 41 | 0.5 | 6.7 |  | Yes | Yes | Yes | Yes | Yes | Yes | 1008411
| Bathroom Exhaust Fans |  | Panasonic Eco Systems North America | Panasonic | FV-0810VSSAB1 |  | 0 |  | 4" | Horizontal | 30 CFM | 0.1 | 30 | <0.3 | 3.4 |  | Yes | Yes | Yes | Yes | Yes | Yes | 1008411
| Bathroom Exhaust Fans |  | Panasonic Eco Systems North America | Panasonic | FV-0810VSSAB1 |  | 0 |  | 4" | Horizontal | 30 CFM | 0.25 | 31 | 0.5 | 6 |  | Yes | Yes | Yes | Yes | Yes | Yes | 1008411
| Bathroom Exhaust Fans |  | Panasonic Eco Systems North America | Panasonic | FV-0810VSSAB1 |  | 0 |  | 4" | Horizontal | 70 CFM | 0.375 | 70 |  | 15 |  | Yes | Yes | Yes | Yes | Yes | Yes | 1008411
| Bathroom Exhaust Fans |  | Panasonic Eco Systems North America | Panasonic | FV-0810VSSAB1 |  | 0 |  | 4" | Horizontal | 60 CFM | 0.375 | 65 |  | 13 |  | Yes | Yes | Yes | Yes | Yes | Yes | 1008411
| Bathroom Exhaust Fans |  | Panasonic Eco Systems North America | Panasonic | FV-0810VSSAB1 |  | 0 |  | 4" | Horizontal | 40 CFM | 0.375 | 42 |  | 10 |  | Yes | Yes | Yes | Yes | Yes | Yes | 1008411
| Bathroom Exhaust Fans |  | Panasonic Eco Systems North America | Panasonic | FV-0810VSSAB1 |  | 0 |  | 4" | Horizontal | 70 CFM | 0.1 | 70 | <0.3 | 6.5 |  | Yes | Yes | Yes | Yes | Yes | Yes | 1008411
| Bathroom Exhaust Fans |  | Panasonic Eco Systems North America | Panasonic | FV-0810VSSAB1 |  | 0 |  | 4" | Horizontal | 70 CFM | 0.25 | 72 | 0.6 | 10.8 |  | Yes | Yes | Yes | Yes | Yes | Yes | 1008411
| Bathroom Exhaust Fans |  | Panasonic Eco Systems North America | Panasonic | FV-0810VSSAB1 |  | 0 |  | 4" | Horizontal | 80 CFM | 0.375 | 75 |  | 16.2 |  | Yes | Yes | Yes | Yes | Yes | Yes | 1008411
| Bathroom Exhaust Fans |  | Panasonic Eco Systems North America | Panasonic | FV-0810VSSAB1 |  | 0 |  | 4" | Horizontal | 80 CFM | 0.25 | 81 | 0.8 | 13.2 |  | Yes | Yes | Yes | Yes | Yes | Yes | 1008411
| Bathroom Exhaust Fans |  | Panasonic Eco Systems North America | Panasonic | FV-0810VSSAB1 |  | 0 |  | 4" | Horizontal | 80 CFM | 0.1 | 80 | 0.4 | 8.5 |  | Yes | Yes | Yes | Yes | Yes | Yes | 1008411
| Bathroom Exhaust Fans |  | Panasonic Eco Systems North America | Panasonic | FV-0810VSSAB1 |  | 0 |  | 4" | Horizontal | 100 CFM | 0.375 | 83 |  | 18 |  | Yes | Yes | Yes | Yes | Yes | Yes | 1008411
| Bathroom Exhaust Fans |  | Panasonic Eco Systems North America | Panasonic | FV-0810VSSAB1 |  | 0 |  | 4" | Horizontal | 100 CFM | 0.25 | 101 | 1.3 | 18.5 |  | Yes | Yes | Yes | Yes | Yes | Yes | 1008411
| Bathroom Exhaust Fans |  | Panasonic Eco Systems North America | Panasonic | FV-0810VSSAB1 |  | 0 |  | 4" | Horizontal | 100 CFM | 0.1 | 100 | 0.9 | 13.4 |  | Yes | Yes | Yes | Yes | Yes | Yes | 1008411
| Bathroom Exhaust Fans |  | Panasonic Eco Systems North America | Panasonic | FV-0811RF1 |  | 0 |  | 4" | Horizontal Exhaust | 80 CFM | 0.1 | 70 | <0.3 | 21.6 |  | Yes | Yes | Yes | Yes | Yes | Yes | 1006984
| Bathroom Exhaust Fans |  | Panasonic Eco Systems North America | Panasonic | FV-0811RF1 |  | 0 |  | 4" | Horizontal Exhaust | 80 CFM | 0.25 | 66 |  | 21.5 |  | Yes | Yes | Yes | Yes | Yes | Yes | 1006984
| Bathroom Exhaust Fans |  | Panasonic Eco Systems North America | Panasonic | FV-0811RF1 |  | 0 |  | 4" | Horizontal Exhaust | 110 CFM | 0.1 | 100 | 0.8 | 26.8 |  | Yes | Yes | Yes | Yes | Yes | Yes | 1006984
| Bathroom Exhaust Fans |  | Panasonic Eco Systems North America | Panasonic | FV-0811RF1 |  | 0 |  | 4" | Horizontal Exhaust | 110 CFM | 0.25 | 96 |  | 27.2 |  | Yes | Yes | Yes | Yes | Yes | Yes | 1006984
| Bathroom Exhaust Fans |  | Panasonic Eco Systems North America | Panasonic | FV-0811RF1 |  | 0 |  | 3" | Horizontal Exhaust | 110 CFM | 0.1 | 100 | 1.4 | 27.2 |  | Yes | Yes | Yes | Yes | Yes | Yes | 1006984
| Bathroom Exhaust Fans |  | Panasonic Eco Systems North America | Panasonic | FV-0811RF1 |  | 0 |  | 3" | Horizontal Exhaust | 110 CFM | 0.25 | 89 |  | 27 |  | Yes | Yes | Yes | Yes | Yes | Yes | 1006984
| Bathroom Exhaust Fans |  | Panasonic Eco Systems North America | Panasonic | FV-0811RF1 |  | 0 |  | 3" | Horizontal Exhaust | 80 CFM | 0.1 | 70 | 0.8 | 21.6 |  | Yes | Yes | Yes | Yes | Yes | Yes | 1006984
| Bathroom Exhaust Fans |  | Panasonic Eco Systems North America | Panasonic | FV-0811RF1 |  | 0 |  | 3" | Horizontal Exhaust | 80 CFM | 0.25 | 62 |  | 21.3 |  | Yes | Yes | Yes | Yes | Yes | Yes | 1006984
| Bathroom Exhaust Fans |  | Panasonic Eco Systems North America | Panasonic | FV-0811RF2 |  | 0 |  | 3" | Horizontal | 80 CFM | 0.25 | 80 |  | 13.6 |  | Yes | Yes | Yes | Yes | Yes | Yes | 1007430
| Bathroom Exhaust Fans |  | Panasonic Eco Systems North America | Panasonic | FV-0811RF2 |  | 0 |  | 3" | Horizontal | 80 CFM | 0.1 | 80 | 0.7 | 9.6 |  | Yes | Yes | Yes | Yes | Yes | Yes | 1007430
| Bathroom Exhaust Fans |  | Panasonic Eco Systems North America | Panasonic | FV-0811RF2 |  | 0 |  | 3" | Horizontal | 110 CFM | 0.25 | 90 |  | 16 |  | Yes | Yes | Yes | Yes | Yes | Yes | 1007430
| Bathroom Exhaust Fans |  | Panasonic Eco Systems North America | Panasonic | FV-0811RF2 |  | 0 |  | 3" | Horizontal | 110 CFM | 0.1 | 110 | 1.5 | 18.3 |  | Yes | Yes | Yes | Yes | Yes | Yes | 1007430
| Bathroom Exhaust Fans |  | Panasonic Eco Systems North America | Panasonic | FV-0811RF2 |  | 0 |  | 4" | Horizontal | 80 CFM | 0.25 | 80 |  | 10.8 |  | Yes | Yes | Yes | Yes | Yes | Yes | 1007430
| Bathroom Exhaust Fans |  | Panasonic Eco Systems North America | Panasonic | FV-0811RF2 |  | 0 |  | 4" | Horizontal | 80 CFM | 0.1 | 80 | 0.4 | 7.1 |  | Yes | Yes | Yes | Yes | Yes | Yes | 1007430
| Bathroom Exhaust Fans |  | Panasonic Eco Systems North America | Panasonic | FV-0811RF2 |  | 0 |  | 4" | Horizontal | 110 CFM | 0.25 | 110 |  | 16.1 |  | Yes | Yes | Yes | Yes | Yes | Yes | 1007430
| Bathroom Exhaust Fans |  | Panasonic Eco Systems North America | Panasonic | FV-0811RF2 |  | 0 |  | 4" | Horizontal | 110 CFM | 0.1 | 110 | 1.1 | 11.6 |  | Yes | Yes | Yes | Yes | Yes | Yes | 1007430
| Bathroom Exhaust Fans |  | Panasonic Eco Systems North America | Panasonic | FV-0811RFC1 |  | 0 |  | 3" | Horizontal | 80 CFM | 0.25 | 80 |  | 13.6 |  | Yes | Yes | Yes | Yes | Yes | Yes | 1007431
| Bathroom Exhaust Fans |  | Panasonic Eco Systems North America | Panasonic | FV-0811RFC1 |  | 0 |  | 3" | Horizontal | 110 CFM | 0.25 | 90 |  | 16 |  | Yes | Yes | Yes | Yes | Yes | Yes | 1007431
| Bathroom Exhaust Fans |  | Panasonic Eco Systems North America | Panasonic | FV-0811RFC1 |  | 0 |  | 4" | Horizontal | 110 CFM | 0.25 | 110 |  | 16.1 |  | Yes | Yes | Yes | Yes | Yes | Yes | 1007431
| Bathroom Exhaust Fans |  | Panasonic Eco Systems North America | Panasonic | FV-0811RFC1 |  | 0 |  | 4" | Horizontal | 80 CFM | 0.1 | 80 | 0.4 | 7.1 |  | Yes | Yes | Yes | Yes | Yes | Yes | 1007431
| Bathroom Exhaust Fans |  | Panasonic Eco Systems North America | Panasonic | FV-0811RFC1 |  | 0 |  | 3" | Horizontal | 80 CFM | 0.1 | 80 | 0.7 | 9.6 |  | Yes | Yes | Yes | Yes | Yes | Yes | 1007431
| Bathroom Exhaust Fans |  | Panasonic Eco Systems North America | Panasonic | FV-0811RFC1 |  | 0 |  | 3" | Horizontal | 110 CFM | 0.1 | 110 | 1.5 | 18.3 |  | Yes | Yes | Yes | Yes | Yes | Yes | 1007431
| Bathroom Exhaust Fans |  | Panasonic Eco Systems North America | Panasonic | FV-0811RFC1 |  | 0 |  | 4" | Horizontal | 80 CFM | 0.25 | 80 |  | 10.8 |  | Yes | Yes | Yes | Yes | Yes | Yes | 1007431
| Bathroom Exhaust Fans |  | Panasonic Eco Systems North America | Panasonic | FV-0811RFC1 |  | 0 |  | 4" | Horizontal | 110 CFM | 0.1 | 110 | 1.1 | 11.6 |  | Yes | Yes | Yes | Yes | Yes | Yes | 1007431
| Bathroom Exhaust Fans |  | Panasonic Eco Systems North America | Panasonic | FV-0811RFL2 |  | 0 |  | 3" | Horizontal | 80 CFM | 0.25 | 80 |  | 13.6 |  | Yes | Yes | Yes | Yes | Yes | Yes | 1007432
| Bathroom Exhaust Fans |  | Panasonic Eco Systems North America | Panasonic | FV-0811RFL2 |  | 0 |  | 3" | Horizontal | 110 CFM | 0.25 | 90 |  | 16 |  | Yes | Yes | Yes | Yes | Yes | Yes | 1007432
| Bathroom Exhaust Fans |  | Panasonic Eco Systems North America | Panasonic | FV-0811RFL2 |  | 0 |  | 3" | Horizontal | 110 CFM | 0.1 | 110 | 1.5 | 18.3 |  | Yes | Yes | Yes | Yes | Yes | Yes | 1007432
| Bathroom Exhaust Fans |  | Panasonic Eco Systems North America | Panasonic | FV-0811RFL2 |  | 0 |  | 4" | Horizontal | 110 CFM | 0.25 | 110 |  | 16.1 |  | Yes | Yes | Yes | Yes | Yes | Yes | 1007432
| Bathroom Exhaust Fans |  | Panasonic Eco Systems North America | Panasonic | FV-0811RFL2 |  | 0 |  | 4" | Horizontal | 110 CFM | 0.1 | 110 | 1.1 | 11.6 |  | Yes | Yes | Yes | Yes | Yes | Yes | 1007432
| Bathroom Exhaust Fans |  | Panasonic Eco Systems North America | Panasonic | FV-0811RFL2 |  | 0 |  | 3" | Horizontal | 80 CFM | 0.1 | 80 | 0.7 | 9.6 |  | Yes | Yes | Yes | Yes | Yes | Yes | 1007432
| Bathroom Exhaust Fans |  | Panasonic Eco Systems North America | Panasonic | FV-0811RFL2 |  | 0 |  | 4" | Horizontal | 80 CFM | 0.1 | 80 | 0.4 | 7.1 |  | Yes | Yes | Yes | Yes | Yes | Yes | 1007432
| Bathroom Exhaust Fans |  | Panasonic Eco Systems North America | Panasonic | FV-0811RFL2 |  | 0 |  | 4" | Horizontal | 80 CFM | 0.25 | 80 |  | 10.8 |  | Yes | Yes | Yes | Yes | Yes | Yes | 1007432
| Bathroom Exhaust Fans |  | Panasonic Eco Systems North America | Panasonic Eco Solutions | FV-0811RQ1 |  | 0 |  | 4" | Horizontal Exhaust | 110 CFM | 0.1 | 110 | 0.4 | 21.5 |  | Yes | Yes | Yes | Yes | Yes | Yes | 1006991
| Bathroom Exhaust Fans |  | Panasonic Eco Systems North America | Panasonic Eco Solutions | FV-0811RQ1 |  | 0 |  | 4" | Horizontal Exhaust | 110 CFM | 0.25 | 94 |  | 21.3 |  | Yes | Yes | Yes | Yes | Yes | Yes | 1006991
| Bathroom Exhaust Fans |  | Panasonic Eco Systems North America | Panasonic Eco Solutions | FV-0811RQ1 |  | 0 |  | 4" | Horizontal Exhaust | 80 CFM | 0.1 | 80 | <0.3 | 16.7 |  | Yes | Yes | Yes | Yes | Yes | Yes | 1006991
| Bathroom Exhaust Fans |  | Panasonic Eco Systems North America | Panasonic Eco Solutions | FV-0811RQ1 |  | 0 |  | 4" | Horizontal Exhaust | 80 CFM | 0.25 | 59 |  | 16.2 |  | Yes | Yes | Yes | Yes | Yes | Yes | 1006991
| Bathroom Exhaust Fans |  | Panasonic Eco Systems North America | Panasonic | FV-0811RQ2 |  | 0 |  | 4" | Horizontal | 110 CFM | 0.1 | 110 | 0.5 | 11.1 |  | Yes | Yes | Yes | Yes | Yes | Yes | 1007441
| Bathroom Exhaust Fans |  | Panasonic Eco Systems North America | Panasonic | FV-0811RQ2 |  | 0 |  | 4" | Horizontal | 80 CFM | 0.25 | 80 |  | 10.9 |  | Yes | Yes | Yes | Yes | Yes | Yes | 1007441
| Bathroom Exhaust Fans |  | Panasonic Eco Systems North America | Panasonic | FV-0811RQ2 |  | 0 |  | 4" | Horizontal | 80 CFM | 0.1 | 80 | <0.3 | 6.5 |  | Yes | Yes | Yes | Yes | Yes | Yes | 1007441
| Bathroom Exhaust Fans |  | Panasonic Eco Systems North America | Panasonic | FV-0811RQ2 |  | 0 |  | 4" | Horizontal | 110 CFM | 0.25 | 110 |  | 16.4 |  | Yes | Yes | Yes | Yes | Yes | Yes | 1007441
| Bathroom Exhaust Fans |  | Panasonic Eco Systems North America | Panasonic Eco Solutions | FV-0811RQC1 |  | 0 |  | 4" | Horizontal Exhaust | 110 CFM | 0.1 | 110 | 0.4 | 22.6 |  | Yes | Yes | Yes | Yes | Yes | Yes | 1006988
| Bathroom Exhaust Fans |  | Panasonic Eco Systems North America | Panasonic Eco Solutions | FV-0811RQC1 |  | 0 |  | 4" | Horizontal Exhaust | 110 CFM | 0.25 | 94 |  | 22.4 |  | Yes | Yes | Yes | Yes | Yes | Yes | 1006988
| Bathroom Exhaust Fans |  | Panasonic Eco Systems North America | Panasonic Eco Solutions | FV-0811RQC1 |  | 0 |  | 4" | Horizontal Exhaust | 80 CFM | 0.1 | 80 | <0.3 | 17.6 |  | Yes | Yes | Yes | Yes | Yes | Yes | 1006988
| Bathroom Exhaust Fans |  | Panasonic Eco Systems North America | Panasonic Eco Solutions | FV-0811RQC1 |  | 0 |  | 4" | Horizontal Exhaust | 80 CFM | 0.25 | 60 |  | 17.2 |  | Yes | Yes | Yes | Yes | Yes | Yes | 1006988
| Bathroom Exhaust Fans |  | Panasonic Eco Systems North America | Panasonic | FV-0811RQC2 |  | 0 |  | 4" | Horizontal | 80 CFM | 0.25 | 80 |  | 10.9 |  | Yes | Yes | Yes | Yes | Yes | Yes | 1007436
| Bathroom Exhaust Fans |  | Panasonic Eco Systems North America | Panasonic | FV-0811RQC2 |  | 0 |  | 4" | Horizontal | 80 CFM | 0.1 | 80 | <0.3 | 6.5 |  | Yes | Yes | Yes | Yes | Yes | Yes | 1007436
| Bathroom Exhaust Fans |  | Panasonic Eco Systems North America | Panasonic | FV-0811RQC2 |  | 0 |  | 4" | Horizontal | 110 CFM | 0.25 | 110 |  | 16.4 |  | Yes | Yes | Yes | Yes | Yes | Yes | 1007436
| Bathroom Exhaust Fans |  | Panasonic Eco Systems North America | Panasonic | FV-0811RQC2 |  | 0 |  | 4" | Horizontal | 110 CFM | 0.1 | 110 | 0.5 | 11.1 |  | Yes | Yes | Yes | Yes | Yes | Yes | 1007436
| Bathroom Exhaust Fans |  | Panasonic Eco Systems North America | Panasonic | FV-08VRE2 |  | 0 |  | 4" | Horizontal | HS | 0.1 | 80 | 1 | 18.5 |  | Yes | Yes | Yes | Yes | Yes | Yes | 1006723
| Bathroom Exhaust Fans |  | Panasonic Eco Systems North America | Panasonic | FV-08VRE2 |  | 0 |  | 4" | Horizontal | HS | 0.25 | 66 | 0.8 | 17.6 |  | Yes | Yes | Yes | Yes | Yes | Yes | 1006723
| Bathroom Exhaust Fans |  | Panasonic Eco Systems North America | Panasonic | FV-1115VK2 with FV-VS15VK1 |  | 0 |  | 6" | Horizontal | 150 CFM | 0.25 | 151 | 0.7 | 22 |  | Yes | Yes | Yes | Yes | Yes | Yes | 1007607
| Bathroom Exhaust Fans |  | Panasonic Eco Systems North America | Panasonic | FV-1115VK2 with FV-VS15VK1 |  | 0 |  | 6" | Horizontal | 150 CFM | 0.375 | 132 |  | 24.4 |  | Yes | Yes | Yes | Yes | Yes | Yes | 1007607
| Bathroom Exhaust Fans |  | Panasonic Eco Systems North America | Panasonic | FV-1115VK2 with FV-VS15VK1 |  | 0 |  | 6" | Horizontal | 120 CFM | 0.25 | 120 | 0.3 | 14 |  | Yes | Yes | Yes | Yes | Yes | Yes | 1007607
| Bathroom Exhaust Fans |  | Panasonic Eco Systems North America | Panasonic | FV-1115VK2 with FV-VS15VK1 |  | 0 |  | 6" | Horizontal | 120 CFM | 0.375 | 122 |  | 20.5 |  | Yes | Yes | Yes | Yes | Yes | Yes | 1007607
| Bathroom Exhaust Fans |  | Panasonic Eco Systems North America | Panasonic | FV-1115VK2 with FV-VS15VK1 |  | 0 |  | 6" | Horizontal | 100 CFM | 0.25 | 100 | <0.3 | 11 |  | Yes | Yes | Yes | Yes | Yes | Yes | 1007607
| Bathroom Exhaust Fans |  | Panasonic Eco Systems North America | Panasonic | FV-1115VK2 with FV-VS15VK1 |  | 0 |  | 6" | Horizontal | 100 CFM | 0.375 | 97 |  | 16 |  | Yes | Yes | Yes | Yes | Yes | Yes | 1007607
| Bathroom Exhaust Fans |  | Panasonic Eco Systems North America | Panasonic | FV-1115VK2 with FV-VS15VK1 |  | 0 |  | 6" | Horizontal | 90 CFM | 0.25 | 91 | <0.3 | 9.7 |  | Yes | Yes | Yes | Yes | Yes | Yes | 1007607
| Bathroom Exhaust Fans |  | Panasonic Eco Systems North America | Panasonic | FV-1115VK2 with FV-VS15VK1 |  | 0 |  | 6" | Horizontal | 90 CFM | 0.375 | 90 |  | 15 |  | Yes | Yes | Yes | Yes | Yes | Yes | 1007607
| Bathroom Exhaust Fans |  | Panasonic Eco Systems North America | Panasonic | FV-1115VK2 with FV-VS15VK1 |  | 0 |  | 6" | Horizontal | 80 CFM | 0.25 | 81 | 0.3 | 9 |  | Yes | Yes | Yes | Yes | Yes | Yes | 1007607
| Bathroom Exhaust Fans |  | Panasonic Eco Systems North America | Panasonic | FV-1115VK2 with FV-VS15VK1 |  | 0 |  | 6" | Horizontal | 80 CFM | 0.375 | 80 |  | 13.9 |  | Yes | Yes | Yes | Yes | Yes | Yes | 1007607
| Bathroom Exhaust Fans |  | Panasonic Eco Systems North America | Panasonic | FV-1115VK2 with FV-VS15VK1 |  | 0 |  | 6" | Horizontal | 70 CFM | 0.25 | 71 | 0.4 | 8.1 |  | Yes | Yes | Yes | Yes | Yes | Yes | 1007607
| Bathroom Exhaust Fans |  | Panasonic Eco Systems North America | Panasonic | FV-1115VK2 with FV-VS15VK1 |  | 0 |  | 6" | Horizontal | 70 CFM | 0.375 | 70 |  | 12.2 |  | Yes | Yes | Yes | Yes | Yes | Yes | 1007607
| Bathroom Exhaust Fans |  | Panasonic Eco Systems North America | Panasonic | FV-1115VK2 with FV-VS15VK1 |  | 0 |  | 6" | Horizontal | 60 CFM | 0.25 | 60 | 0.4 | 7.2 |  | Yes | Yes | Yes | Yes | Yes | Yes | 1007607
| Bathroom Exhaust Fans |  | Panasonic Eco Systems North America | Panasonic | FV-1115VK2 with FV-VS15VK1 |  | 0 |  | 6" | Horizontal | 60 CFM | 0.375 | 60 |  | 11.2 |  | Yes | Yes | Yes | Yes | Yes | Yes | 1007607
| Bathroom Exhaust Fans |  | Panasonic Eco Systems North America | Panasonic | FV-1115VK2 with FV-VS15VK1 |  | 0 |  | 6" | Horizontal | 50 CFM | 0.25 | 50 | 0.5 | 6.4 |  | Yes | Yes | Yes | Yes | Yes | Yes | 1007607
| Bathroom Exhaust Fans |  | Panasonic Eco Systems North America | Panasonic | FV-1115VK2 with FV-VS15VK1 |  | 0 |  | 6" | Horizontal | 50 CFM | 0.375 | 50 |  | 10.2 |  | Yes | Yes | Yes | Yes | Yes | Yes | 1007607
| Bathroom Exhaust Fans |  | Panasonic Eco Systems North America | Panasonic | FV-1115VK2 with FV-VS15VK1 |  | 0 |  | 6" | Horizontal | 130 CFM | 0.25 | 130 | 0.4 | 16.5 |  | Yes | Yes | Yes | Yes | Yes | Yes | 1007607
| Bathroom Exhaust Fans |  | Panasonic Eco Systems North America | Panasonic | FV-1115VK2 with FV-VS15VK1 |  | 0 |  | 6" | Horizontal | 130 CFM | 0.375 | 124 |  | 22.1 |  | Yes | Yes | Yes | Yes | Yes | Yes | 1007607
| Bathroom Exhaust Fans |  | Panasonic Eco Systems North America | Panasonic | FV-1115VK2 with FV-VS15VK1 |  | 0 |  | 6" | Horizontal | 110 CFM | 0.25 | 112 | <0.3 | 12.8 |  | Yes | Yes | Yes | Yes | Yes | Yes | 1007607
| Bathroom Exhaust Fans |  | Panasonic Eco Systems North America | Panasonic | FV-1115VK2 with FV-VS15VK1 |  | 0 |  | 6" | Horizontal | 110 CFM | 0.375 | 105 |  | 17.9 |  | Yes | Yes | Yes | Yes | Yes | Yes | 1007607
| Bathroom Exhaust Fans |  | Panasonic Eco Systems North America | Panasonic | FV-1115VK2 with FV-VS15VK1 |  | 0 |  | 6" | Horizontal | 110 CFM | 0.1 | 110 | <0.3 | 6.9 |  | Yes | Yes | Yes | Yes | Yes | Yes | 1007607
| Bathroom Exhaust Fans |  | Panasonic Eco Systems North America | Panasonic | FV-1115VK2 with FV-VS15VK1 |  | 0 |  | 6" | Horizontal | 130 CFM | 0.1 | 130 | <0.3 | 9.2 |  | Yes | Yes | Yes | Yes | Yes | Yes | 1007607
| Bathroom Exhaust Fans |  | Panasonic Eco Systems North America | Panasonic | FV-1115VK2 with FV-VS15VK1 |  | 0 |  | 6" | Horizontal | 50 CFM | 0.1 | 50 | <0.3 | 3 |  | Yes | Yes | Yes | Yes | Yes | Yes | 1007607
| Bathroom Exhaust Fans |  | Panasonic Eco Systems North America | Panasonic | FV-1115VK2 with FV-VS15VK1 |  | 0 |  | 6" | Horizontal | 60 CFM | 0.1 | 60 | <0.3 | 3.3 |  | Yes | Yes | Yes | Yes | Yes | Yes | 1007607
| Bathroom Exhaust Fans |  | Panasonic Eco Systems North America | Panasonic | FV-1115VK2 with FV-VS15VK1 |  | 0 |  | 6" | Horizontal | 70 CFM | 0.1 | 70 | <0.3 | 3.7 |  | Yes | Yes | Yes | Yes | Yes | Yes | 1007607
| Bathroom Exhaust Fans |  | Panasonic Eco Systems North America | Panasonic | FV-1115VK2 with FV-VS15VK1 |  | 0 |  | 6" | Horizontal | 80 CFM | 0.1 | 80 | <0.3 | 4.2 |  | Yes | Yes | Yes | Yes | Yes | Yes | 1007607
| Bathroom Exhaust Fans |  | Panasonic Eco Systems North America | Panasonic | FV-1115VK2 with FV-VS15VK1 |  | 0 |  | 6" | Horizontal | 90 CFM | 0.1 | 90 | <0.3 | 4.7 |  | Yes | Yes | Yes | Yes | Yes | Yes | 1007607
| Bathroom Exhaust Fans |  | Panasonic Eco Systems North America | Panasonic | FV-1115VK2 with FV-VS15VK1 |  | 0 |  | 6" | Horizontal | 100 CFM | 0.1 | 100 | <0.3 | 5.5 |  | Yes | Yes | Yes | Yes | Yes | Yes | 1007607
| Bathroom Exhaust Fans |  | Panasonic Eco Systems North America | Panasonic | FV-1115VK2 with FV-VS15VK1 |  | 0 |  | 6" | Horizontal | 120 CFM | 0.1 | 120 | <0.3 | 7.7 |  | Yes | Yes | Yes | Yes | Yes | Yes | 1007607
| Bathroom Exhaust Fans |  | Panasonic Eco Systems North America | Panasonic | FV-1115VK2 with FV-VS15VK1 |  | 0 |  | 6" | Horizontal | 150 CFM | 0.1 | 150 | <0.3 | 12.9 |  | Yes | Yes | Yes | Yes | Yes | Yes | 1007607
| Bathroom Exhaust Fans |  | Panasonic Eco Systems North America | Panasonic | FV-1115VK3 |  | 0 |  | 6" | Horizontal Exhaust | 110 CFM | 0.1 | 110 | <0.3 | 6.8 |  | Yes | Yes | Yes | Yes | Yes | Yes | 1007937
| Bathroom Exhaust Fans |  | Panasonic Eco Systems North America | Panasonic | FV-1115VK3 |  | 0 |  | 6" | Horizontal Exhaust | 110 CFM | 0.25 | 110 | <0.3 | 12.1 |  | Yes | Yes | Yes | Yes | Yes | Yes | 1007937
| Bathroom Exhaust Fans |  | Panasonic Eco Systems North America | Panasonic | FV-1115VK3 |  | 0 |  | 6" | Horizontal Exhaust | 150 CFM | 0.1 | 150 | 0.3 | 11.5 |  | Yes | Yes | Yes | Yes | Yes | Yes | 1007937
| Bathroom Exhaust Fans |  | Panasonic Eco Systems North America | Panasonic | FV-1115VK3 |  | 0 |  | 6" | Horizontal Exhaust | 150 CFM | 0.25 | 150 | 0.7 | 18 |  | Yes | Yes | Yes | Yes | Yes | Yes | 1007937
| Bathroom Exhaust Fans |  | Panasonic Eco Systems North America | Panasonic | FV-1115VK3 |  | 0 |  | 6" | Horizontal Exhaust | 150 CFM | 0.375 | 147 |  | 23.6 |  | Yes | Yes | Yes | Yes | Yes | Yes | 1007937
| Bathroom Exhaust Fans |  | Panasonic Eco Systems North America | Panasonic | FV-1115VK3 |  | 0 |  | 6" | Horizontal Exhaust | 150 CFM | 0.5 | 123 |  | 24.7 |  | Yes | Yes | Yes | Yes | Yes | Yes | 1007937
| Bathroom Exhaust Fans |  | Panasonic Eco Systems North America | Panasonic | FV-1115VK3 |  | 0 |  | 6" | Horizontal Exhaust | 130 CFM | 0.1 | 130 | <0.3 | 8.7 |  | Yes | Yes | Yes | Yes | Yes | Yes | 1007937
| Bathroom Exhaust Fans |  | Panasonic Eco Systems North America | Panasonic | FV-1115VK3 |  | 0 |  | 6" | Horizontal Exhaust | 130 CFM | 0.25 | 130 | 0.4 | 14.7 |  | Yes | Yes | Yes | Yes | Yes | Yes | 1007937
| Bathroom Exhaust Fans |  | Panasonic Eco Systems North America | Panasonic | FV-1115VK3 |  | 0 |  | 6" | Horizontal Exhaust | 130 CFM | 0.375 | 129 |  | 19.7 |  | Yes | Yes | Yes | Yes | Yes | Yes | 1007937
| Bathroom Exhaust Fans |  | Panasonic Eco Systems North America | Panasonic | FV-1115VK3 |  | 0 |  | 6" | Horizontal Exhaust | 130 CFM | 0.5 | 121 |  | 24.6 |  | Yes | Yes | Yes | Yes | Yes | Yes | 1007937
| Bathroom Exhaust Fans |  | Panasonic Eco Systems North America | Panasonic | FV-1115VK3 |  | 0 |  | 6" | Horizontal Exhaust | 110 CFM | 0.375 | 110 |  | 17.5 |  | Yes | Yes | Yes | Yes | Yes | Yes | 1007937
| Bathroom Exhaust Fans |  | Panasonic Eco Systems North America | Panasonic | FV-1115VK3 |  | 0 |  | 6" | Horizontal Exhaust | 110 CFM | 0.5 | 110 |  | 22.7 |  | Yes | Yes | Yes | Yes | Yes | Yes | 1007937
| Bathroom Exhaust Fans |  | Panasonic Eco Systems North America | Panasonic | FV-1115VK3 with FV-VS15VK1 |  | 0 |  | 6" | Horizontal | 50 CFM | 0.5 | 50 |  | 13.3 |  | Yes | Yes | Yes | Yes | Yes | Yes | 1007939
| Bathroom Exhaust Fans |  | Panasonic Eco Systems North America | Panasonic | FV-1115VK3 with FV-VS15VK1 |  | 0 |  | 6" | Horizontal | 50 CFM | 0.375 | 50 |  | 10.4 |  | Yes | Yes | Yes | Yes | Yes | Yes | 1007939
| Bathroom Exhaust Fans |  | Panasonic Eco Systems North America | Panasonic | FV-1115VK3 with FV-VS15VK1 |  | 0 |  | 6" | Horizontal | 50 CFM | 0.25 | 50 | 0.4 | 7 |  | Yes | Yes | Yes | Yes | Yes | Yes | 1007939
| Bathroom Exhaust Fans |  | Panasonic Eco Systems North America | Panasonic | FV-1115VK3 with FV-VS15VK1 |  | 0 |  | 6" | Horizontal | 60 CFM | 0.5 | 60 |  | 14.8 |  | Yes | Yes | Yes | Yes | Yes | Yes | 1007939
| Bathroom Exhaust Fans |  | Panasonic Eco Systems North America | Panasonic | FV-1115VK3 with FV-VS15VK1 |  | 0 |  | 6" | Horizontal | 60 CFM | 0.375 | 60 |  | 11.2 |  | Yes | Yes | Yes | Yes | Yes | Yes | 1007939
| Bathroom Exhaust Fans |  | Panasonic Eco Systems North America | Panasonic | FV-1115VK3 with FV-VS15VK1 |  | 0 |  | 6" | Horizontal | 60 CFM | 0.25 | 60 | 0.3 | 7.4 |  | Yes | Yes | Yes | Yes | Yes | Yes | 1007939
| Bathroom Exhaust Fans |  | Panasonic Eco Systems North America | Panasonic | FV-1115VK3 with FV-VS15VK1 |  | 0 |  | 6" | Horizontal | 70 CFM | 0.5 | 70 |  | 16.8 |  | Yes | Yes | Yes | Yes | Yes | Yes | 1007939
| Bathroom Exhaust Fans |  | Panasonic Eco Systems North America | Panasonic | FV-1115VK3 with FV-VS15VK1 |  | 0 |  | 6" | Horizontal | 70 CFM | 0.375 | 70 |  | 12.5 |  | Yes | Yes | Yes | Yes | Yes | Yes | 1007939
| Bathroom Exhaust Fans |  | Panasonic Eco Systems North America | Panasonic | FV-1115VK3 with FV-VS15VK1 |  | 0 |  | 6" | Horizontal | 70 CFM | 0.25 | 70 | 0.3 | 8.3 |  | Yes | Yes | Yes | Yes | Yes | Yes | 1007939
| Bathroom Exhaust Fans |  | Panasonic Eco Systems North America | Panasonic | FV-1115VK3 with FV-VS15VK1 |  | 0 |  | 6" | Horizontal | 80 CFM | 0.5 | 80 |  | 17.8 |  | Yes | Yes | Yes | Yes | Yes | Yes | 1007939
| Bathroom Exhaust Fans |  | Panasonic Eco Systems North America | Panasonic | FV-1115VK3 with FV-VS15VK1 |  | 0 |  | 6" | Horizontal | 80 CFM | 0.375 | 80 |  | 13.3 |  | Yes | Yes | Yes | Yes | Yes | Yes | 1007939
| Bathroom Exhaust Fans |  | Panasonic Eco Systems North America | Panasonic | FV-1115VK3 with FV-VS15VK1 |  | 0 |  | 6" | Horizontal | 80 CFM | 0.25 | 80 | 0.3 | 9.1 |  | Yes | Yes | Yes | Yes | Yes | Yes | 1007939
| Bathroom Exhaust Fans |  | Panasonic Eco Systems North America | Panasonic | FV-1115VK3 with FV-VS15VK1 |  | 0 |  | 6" | Horizontal | 90 CFM | 0.5 | 89 |  | 18.8 |  | Yes | Yes | Yes | Yes | Yes | Yes | 1007939
| Bathroom Exhaust Fans |  | Panasonic Eco Systems North America | Panasonic | FV-1115VK3 with FV-VS15VK1 |  | 0 |  | 6" | Horizontal | 90 CFM | 0.375 | 90 |  | 14.5 |  | Yes | Yes | Yes | Yes | Yes | Yes | 1007939
| Bathroom Exhaust Fans |  | Panasonic Eco Systems North America | Panasonic | FV-1115VK3 with FV-VS15VK1 |  | 0 |  | 6" | Horizontal | 90 CFM | 0.25 | 90 | <0.3 | 9.8 |  | Yes | Yes | Yes | Yes | Yes | Yes | 1007939
| Bathroom Exhaust Fans |  | Panasonic Eco Systems North America | Panasonic | FV-1115VK3 with FV-VS15VK1 |  | 0 |  | 6" | Horizontal | 100 CFM | 0.5 | 100 |  | 20.3 |  | Yes | Yes | Yes | Yes | Yes | Yes | 1007939
| Bathroom Exhaust Fans |  | Panasonic Eco Systems North America | Panasonic | FV-1115VK3 with FV-VS15VK1 |  | 0 |  | 6" | Horizontal | 100 CFM | 0.375 | 100 |  | 15.9 |  | Yes | Yes | Yes | Yes | Yes | Yes | 1007939
| Bathroom Exhaust Fans |  | Panasonic Eco Systems North America | Panasonic | FV-1115VK3 with FV-VS15VK1 |  | 0 |  | 6" | Horizontal | 100 CFM | 0.25 | 100 | <0.3 | 10.6 |  | Yes | Yes | Yes | Yes | Yes | Yes | 1007939
| Bathroom Exhaust Fans |  | Panasonic Eco Systems North America | Panasonic | FV-1115VK3 with FV-VS15VK1 |  | 0 |  | 6" | Horizontal | 110 CFM | 0.5 | 110 |  | 22.7 |  | Yes | Yes | Yes | Yes | Yes | Yes | 1007939
| Bathroom Exhaust Fans |  | Panasonic Eco Systems North America | Panasonic | FV-1115VK3 with FV-VS15VK1 |  | 0 |  | 6" | Horizontal | 110 CFM | 0.375 | 110 |  | 17.5 |  | Yes | Yes | Yes | Yes | Yes | Yes | 1007939
| Bathroom Exhaust Fans |  | Panasonic Eco Systems North America | Panasonic | FV-1115VK3 with FV-VS15VK1 |  | 0 |  | 6" | Horizontal | 110 CFM | 0.25 | 110 | <0.3 | 12.1 |  | Yes | Yes | Yes | Yes | Yes | Yes | 1007939
| Bathroom Exhaust Fans |  | Panasonic Eco Systems North America | Panasonic | FV-1115VK3 with FV-VS15VK1 |  | 0 |  | 6" | Horizontal | 120 CFM | 0.5 | 118 |  | 24 |  | Yes | Yes | Yes | Yes | Yes | Yes | 1007939
| Bathroom Exhaust Fans |  | Panasonic Eco Systems North America | Panasonic | FV-1115VK3 with FV-VS15VK1 |  | 0 |  | 6" | Horizontal | 120 CFM | 0.375 | 117 |  | 17.7 |  | Yes | Yes | Yes | Yes | Yes | Yes | 1007939
| Bathroom Exhaust Fans |  | Panasonic Eco Systems North America | Panasonic | FV-1115VK3 with FV-VS15VK1 |  | 0 |  | 6" | Horizontal | 120 CFM | 0.25 | 120 | 0.3 | 12.7 |  | Yes | Yes | Yes | Yes | Yes | Yes | 1007939
| Bathroom Exhaust Fans |  | Panasonic Eco Systems North America | Panasonic | FV-1115VK3 with FV-VS15VK1 |  | 0 |  | 6" | Horizontal | 130 CFM | 0.5 | 121 |  | 24.6 |  | Yes | Yes | Yes | Yes | Yes | Yes | 1007939
| Bathroom Exhaust Fans |  | Panasonic Eco Systems North America | Panasonic | FV-1115VK3 with FV-VS15VK1 |  | 0 |  | 6" | Horizontal | 130 CFM | 0.375 | 129 |  | 19.7 |  | Yes | Yes | Yes | Yes | Yes | Yes | 1007939
| Bathroom Exhaust Fans |  | Panasonic Eco Systems North America | Panasonic | FV-1115VK3 with FV-VS15VK1 |  | 0 |  | 6" | Horizontal | 130 CFM | 0.25 | 130 | 0.4 | 14.7 |  | Yes | Yes | Yes | Yes | Yes | Yes | 1007939
| Bathroom Exhaust Fans |  | Panasonic Eco Systems North America | Panasonic | FV-1115VK3 with FV-VS15VK1 |  | 0 |  | 6" | Horizontal | 150 CFM | 0.5 | 123 |  | 24.7 |  | Yes | Yes | Yes | Yes | Yes | Yes | 1007939
| Bathroom Exhaust Fans |  | Panasonic Eco Systems North America | Panasonic | FV-1115VK3 with FV-VS15VK1 |  | 0 |  | 6" | Horizontal | 150 CFM | 0.375 | 147 |  | 23.6 |  | Yes | Yes | Yes | Yes | Yes | Yes | 1007939
| Bathroom Exhaust Fans |  | Panasonic Eco Systems North America | Panasonic | FV-1115VK3 with FV-VS15VK1 |  | 0 |  | 6" | Horizontal | 150 CFM | 0.25 | 150 | 0.7 | 18 |  | Yes | Yes | Yes | Yes | Yes | Yes | 1007939
| Bathroom Exhaust Fans |  | Panasonic Eco Systems North America | Panasonic | FV-1115VK3 with FV-VS15VK1 |  | 0 |  | 6" | Horizontal | 50 CFM | 0.1 | 50 | <0.3 | 3.4 |  | Yes | Yes | Yes | Yes | Yes | Yes | 1007939
| Bathroom Exhaust Fans |  | Panasonic Eco Systems North America | Panasonic | FV-1115VK3 with FV-VS15VK1 |  | 0 |  | 6" | Horizontal | 60 CFM | 0.1 | 60 | <0.3 | 3.6 |  | Yes | Yes | Yes | Yes | Yes | Yes | 1007939
| Bathroom Exhaust Fans |  | Panasonic Eco Systems North America | Panasonic | FV-1115VK3 with FV-VS15VK1 |  | 0 |  | 6" | Horizontal | 70 CFM | 0.1 | 70 | <0.3 | 3.9 |  | Yes | Yes | Yes | Yes | Yes | Yes | 1007939
| Bathroom Exhaust Fans |  | Panasonic Eco Systems North America | Panasonic | FV-1115VK3 with FV-VS15VK1 |  | 0 |  | 6" | Horizontal | 80 CFM | 0.1 | 80 | <0.3 | 4.3 |  | Yes | Yes | Yes | Yes | Yes | Yes | 1007939
| Bathroom Exhaust Fans |  | Panasonic Eco Systems North America | Panasonic | FV-1115VK3 with FV-VS15VK1 |  | 0 |  | 6" | Horizontal | 90 CFM | 0.1 | 90 | <0.3 | 4.8 |  | Yes | Yes | Yes | Yes | Yes | Yes | 1007939
| Bathroom Exhaust Fans |  | Panasonic Eco Systems North America | Panasonic | FV-1115VK3 with FV-VS15VK1 |  | 0 |  | 6" | Horizontal | 100 CFM | 0.1 | 100 | <0.3 | 5.5 |  | Yes | Yes | Yes | Yes | Yes | Yes | 1007939
| Bathroom Exhaust Fans |  | Panasonic Eco Systems North America | Panasonic | FV-1115VK3 with FV-VS15VK1 |  | 0 |  | 6" | Horizontal | 110 CFM | 0.1 | 110 | <0.3 | 6.8 |  | Yes | Yes | Yes | Yes | Yes | Yes | 1007939
| Bathroom Exhaust Fans |  | Panasonic Eco Systems North America | Panasonic | FV-1115VK3 with FV-VS15VK1 |  | 0 |  | 6" | Horizontal | 120 CFM | 0.1 | 120 | <0.3 | 7.3 |  | Yes | Yes | Yes | Yes | Yes | Yes | 1007939
| Bathroom Exhaust Fans |  | Panasonic Eco Systems North America | Panasonic | FV-1115VK3 with FV-VS15VK1 |  | 0 |  | 6" | Horizontal | 130 CFM | 0.1 | 130 | <0.3 | 8.7 |  | Yes | Yes | Yes | Yes | Yes | Yes | 1007939
| Bathroom Exhaust Fans |  | Panasonic Eco Systems North America | Panasonic | FV-1115VK3 with FV-VS15VK1 |  | 0 |  | 6" | Horizontal | 150 CFM | 0.1 | 150 | 0.3 | 11.5 |  | Yes | Yes | Yes | Yes | Yes | Yes | 1007939
| Bathroom Exhaust Fans |  | Panasonic Eco Systems North America | Panasonic | FV-1115VKL2 with FV-VS15VK1 |  | 0 |  | 6" | Horizontal | 60 CFM | 0.25 | 61 | 0.4 | 7.1 |  | Yes | Yes | Yes | Yes | Yes | Yes | 1007606
| Bathroom Exhaust Fans |  | Panasonic Eco Systems North America | Panasonic | FV-1115VKL2 with FV-VS15VK1 |  | 0 |  | 6" | Horizontal | 100 CFM | 0.25 | 100 | <0.3 | 11.4 |  | Yes | Yes | Yes | Yes | Yes | Yes | 1007606
| Bathroom Exhaust Fans |  | Panasonic Eco Systems North America | Panasonic | FV-1115VKL2 with FV-VS15VK1 |  | 0 |  | 6" | Horizontal | 100 CFM | 0.375 | 99 |  | 16.5 |  | Yes | Yes | Yes | Yes | Yes | Yes | 1007606
| Bathroom Exhaust Fans |  | Panasonic Eco Systems North America | Panasonic | FV-1115VKL2 with FV-VS15VK1 |  | 0 |  | 6" | Horizontal | 90 CFM | 0.25 | 91 | <0.3 | 10 |  | Yes | Yes | Yes | Yes | Yes | Yes | 1007606
| Bathroom Exhaust Fans |  | Panasonic Eco Systems North America | Panasonic | FV-1115VKL2 with FV-VS15VK1 |  | 0 |  | 6" | Horizontal | 90 CFM | 0.375 | 92 |  | 15.3 |  | Yes | Yes | Yes | Yes | Yes | Yes | 1007606
| Bathroom Exhaust Fans |  | Panasonic Eco Systems North America | Panasonic | FV-1115VKL2 with FV-VS15VK1 |  | 0 |  | 6" | Horizontal | 80 CFM | 0.25 | 80 | <0.3 | 9 |  | Yes | Yes | Yes | Yes | Yes | Yes | 1007606
| Bathroom Exhaust Fans |  | Panasonic Eco Systems North America | Panasonic | FV-1115VKL2 with FV-VS15VK1 |  | 0 |  | 6" | Horizontal | 80 CFM | 0.375 | 80 |  | 13.7 |  | Yes | Yes | Yes | Yes | Yes | Yes | 1007606
| Bathroom Exhaust Fans |  | Panasonic Eco Systems North America | Panasonic | FV-1115VKL2 with FV-VS15VK1 |  | 0 |  | 6" | Horizontal | 70 CFM | 0.375 | 70 |  | 12.2 |  | Yes | Yes | Yes | Yes | Yes | Yes | 1007606
| Bathroom Exhaust Fans |  | Panasonic Eco Systems North America | Panasonic | FV-1115VKL2 with FV-VS15VK1 |  | 0 |  | 6" | Horizontal | 60 CFM | 0.375 | 60 |  | 11.7 |  | Yes | Yes | Yes | Yes | Yes | Yes | 1007606
| Bathroom Exhaust Fans |  | Panasonic Eco Systems North America | Panasonic | FV-1115VKL2 with FV-VS15VK1 |  | 0 |  | 6" | Horizontal | 50 CFM | 0.375 | 51 |  | 10.3 |  | Yes | Yes | Yes | Yes | Yes | Yes | 1007606
| Bathroom Exhaust Fans |  | Panasonic Eco Systems North America | Panasonic | FV-1115VKL2 with FV-VS15VK1 |  | 0 |  | 6" | Horizontal | 70 CFM | 0.25 | 70 | 0.4 | 8.2 |  | Yes | Yes | Yes | Yes | Yes | Yes | 1007606
| Bathroom Exhaust Fans |  | Panasonic Eco Systems North America | Panasonic | FV-1115VKL2 with FV-VS15VK1 |  | 0 |  | 6" | Horizontal | 50 CFM | 0.25 | 51 | 0.5 | 6.6 |  | Yes | Yes | Yes | Yes | Yes | Yes | 1007606
| Bathroom Exhaust Fans |  | Panasonic Eco Systems North America | Panasonic | FV-1115VKL2 with FV-VS15VK1 |  | 0 |  | 6" | Horizontal | 120 CFM | 0.25 | 120 | 0.4 | 15.3 |  | Yes | Yes | Yes | Yes | Yes | Yes | 1007606
| Bathroom Exhaust Fans |  | Panasonic Eco Systems North America | Panasonic | FV-1115VKL2 with FV-VS15VK1 |  | 0 |  | 6" | Horizontal | 120 CFM | 0.375 | 118 |  | 21.9 |  | Yes | Yes | Yes | Yes | Yes | Yes | 1007606
| Bathroom Exhaust Fans |  | Panasonic Eco Systems North America | Panasonic | FV-1115VKL2 with FV-VS15VK1 |  | 0 |  | 6" | Horizontal | 110 CFM | 0.25 | 110 | 0.3 | 13.4 |  | Yes | Yes | Yes | Yes | Yes | Yes | 1007606
| Bathroom Exhaust Fans |  | Panasonic Eco Systems North America | Panasonic | FV-1115VKL2 with FV-VS15VK1 |  | 0 |  | 6" | Horizontal | 110 CFM | 0.375 | 107 |  | 18.8 |  | Yes | Yes | Yes | Yes | Yes | Yes | 1007606
| Bathroom Exhaust Fans |  | Panasonic Eco Systems North America | Panasonic | FV-1115VKL2 with FV-VS15VK1 |  | 0 |  | 6" | Horizontal | 130 CFM | 0.25 | 130 | 0.5 | 17.9 |  | Yes | Yes | Yes | Yes | Yes | Yes | 1007606
| Bathroom Exhaust Fans |  | Panasonic Eco Systems North America | Panasonic | FV-1115VKL2 with FV-VS15VK1 |  | 0 |  | 6" | Horizontal | 130 CFM | 0.375 | 131 |  | 25.4 |  | Yes | Yes | Yes | Yes | Yes | Yes | 1007606
| Bathroom Exhaust Fans |  | Panasonic Eco Systems North America | Panasonic | FV-1115VKL2 with FV-VS15VK1 |  | 0 |  | 6" | Horizontal | 150 CFM | 0.25 | 150 | 0.8 | 22.5 |  | Yes | Yes | Yes | Yes | Yes | Yes | 1007606
| Bathroom Exhaust Fans |  | Panasonic Eco Systems North America | Panasonic | FV-1115VKL2 with FV-VS15VK1 |  | 0 |  | 6" | Horizontal | 150 CFM | 0.375 | 127 |  | 23.8 |  | Yes | Yes | Yes | Yes | Yes | Yes | 1007606
| Bathroom Exhaust Fans |  | Panasonic Eco Systems North America | Panasonic | FV-1115VKL2 with FV-VS15VK1 |  | 0 |  | 6" | Horizontal | 110 CFM | 0.1 | 110 | <0.3 | 7.5 |  | Yes | Yes | Yes | Yes | Yes | Yes | 1007606
| Bathroom Exhaust Fans |  | Panasonic Eco Systems North America | Panasonic | FV-1115VKL2 with FV-VS15VK1 |  | 0 |  | 6" | Horizontal | 130 CFM | 0.1 | 130 | <0.3 | 10.4 |  | Yes | Yes | Yes | Yes | Yes | Yes | 1007606
| Bathroom Exhaust Fans |  | Panasonic Eco Systems North America | Panasonic | FV-1115VKL2 with FV-VS15VK1 |  | 0 |  | 6" | Horizontal | 150 CFM | 0.1 | 150 | 0.4 | 14.9 |  | Yes | Yes | Yes | Yes | Yes | Yes | 1007606
| Bathroom Exhaust Fans |  | Panasonic Eco Systems North America | Panasonic | FV-1115VKL2 with FV-VS15VK1 |  | 0 |  | 6" | Horizontal | 50 CFM | 0.1 | 50 | <0.3 | 3.1 |  | Yes | Yes | Yes | Yes | Yes | Yes | 1007606
| Bathroom Exhaust Fans |  | Panasonic Eco Systems North America | Panasonic | FV-1115VKL2 with FV-VS15VK1 |  | 0 |  | 6" | Horizontal | 60 CFM | 0.1 | 60 | <0.3 | 3.3 |  | Yes | Yes | Yes | Yes | Yes | Yes | 1007606
| Bathroom Exhaust Fans |  | Panasonic Eco Systems North America | Panasonic | FV-1115VKL2 with FV-VS15VK1 |  | 0 |  | 6" | Horizontal | 70 CFM | 0.1 | 70 | <0.3 | 3.8 |  | Yes | Yes | Yes | Yes | Yes | Yes | 1007606
| Bathroom Exhaust Fans |  | Panasonic Eco Systems North America | Panasonic | FV-1115VKL2 with FV-VS15VK1 |  | 0 |  | 6" | Horizontal | 80 CFM | 0.1 | 80 | <0.3 | 4.5 |  | Yes | Yes | Yes | Yes | Yes | Yes | 1007606
| Bathroom Exhaust Fans |  | Panasonic Eco Systems North America | Panasonic | FV-1115VKL2 with FV-VS15VK1 |  | 0 |  | 6" | Horizontal | 90 CFM | 0.1 | 90 | <0.3 | 5 |  | Yes | Yes | Yes | Yes | Yes | Yes | 1007606
| Bathroom Exhaust Fans |  | Panasonic Eco Systems North America | Panasonic | FV-1115VKL2 with FV-VS15VK1 |  | 0 |  | 6" | Horizontal | 100 CFM | 0.1 | 100 | <0.3 | 6 |  | Yes | Yes | Yes | Yes | Yes | Yes | 1007606
| Bathroom Exhaust Fans |  | Panasonic Eco Systems North America | Panasonic | FV-1115VKL2 with FV-VS15VK1 |  | 0 |  | 6" | Horizontal | 120 CFM | 0.1 | 120 | <0.3 | 8.4 |  | Yes | Yes | Yes | Yes | Yes | Yes | 1007606
| Bathroom Exhaust Fans |  | Panasonic Eco Systems North America | Panasonic | FV-1115VKL3 |  | 0 |  | 6" | Horizontal Exhaust | 150 CFM | 0.1 | 150 | 0.4 | 12.5 |  | Yes | Yes | Yes | Yes | Yes | Yes | 1007850
| Bathroom Exhaust Fans |  | Panasonic Eco Systems North America | Panasonic | FV-1115VKL3 |  | 0 |  | 6" | Horizontal Exhaust | 150 CFM | 0.25 | 150 | 0.8 | 19.2 |  | Yes | Yes | Yes | Yes | Yes | Yes | 1007850
| Bathroom Exhaust Fans |  | Panasonic Eco Systems North America | Panasonic | FV-1115VKL3 |  | 0 |  | 6" | Horizontal Exhaust | 150 CFM | 0.375 | 147 |  | 24.4 |  | Yes | Yes | Yes | Yes | Yes | Yes | 1007850
| Bathroom Exhaust Fans |  | Panasonic Eco Systems North America | Panasonic | FV-1115VKL3 |  | 0 |  | 6" | Horizontal Exhaust | 150 CFM | 0.5 | 115 |  | 24.3 |  | Yes | Yes | Yes | Yes | Yes | Yes | 1007850
| Bathroom Exhaust Fans |  | Panasonic Eco Systems North America | Panasonic | FV-1115VKL3 |  | 0 |  | 6" | Horizontal Exhaust | 130 CFM | 0.1 | 130 | <0.3 | 9.6 |  | Yes | Yes | Yes | Yes | Yes | Yes | 1007850
| Bathroom Exhaust Fans |  | Panasonic Eco Systems North America | Panasonic | FV-1115VKL3 |  | 0 |  | 6" | Horizontal Exhaust | 130 CFM | 0.25 | 130 | 0.5 | 15.8 |  | Yes | Yes | Yes | Yes | Yes | Yes | 1007850
| Bathroom Exhaust Fans |  | Panasonic Eco Systems North America | Panasonic | FV-1115VKL3 |  | 0 |  | 6" | Horizontal Exhaust | 130 CFM | 0.375 | 130 |  | 21.3 |  | Yes | Yes | Yes | Yes | Yes | Yes | 1007850
| Bathroom Exhaust Fans |  | Panasonic Eco Systems North America | Panasonic | FV-1115VKL3 |  | 0 |  | 6" | Horizontal Exhaust | 130 CFM | 0.5 | 117 |  | 24.2 |  | Yes | Yes | Yes | Yes | Yes | Yes | 1007850
| Bathroom Exhaust Fans |  | Panasonic Eco Systems North America | Panasonic | FV-1115VKL3 |  | 0 |  | 6" | Horizontal Exhaust | 110 CFM | 0.1 | 110 | <0.3 | 6.9 |  | Yes | Yes | Yes | Yes | Yes | Yes | 1007850
| Bathroom Exhaust Fans |  | Panasonic Eco Systems North America | Panasonic | FV-1115VKL3 |  | 0 |  | 6" | Horizontal Exhaust | 110 CFM | 0.25 | 110 | 0.3 | 12.3 |  | Yes | Yes | Yes | Yes | Yes | Yes | 1007850
| Bathroom Exhaust Fans |  | Panasonic Eco Systems North America | Panasonic | FV-1115VKL3 |  | 0 |  | 6" | Horizontal Exhaust | 110 CFM | 0.375 | 110 |  | 17.4 |  | Yes | Yes | Yes | Yes | Yes | Yes | 1007850
| Bathroom Exhaust Fans |  | Panasonic Eco Systems North America | Panasonic | FV-1115VKL3 |  | 0 |  | 6" | Horizontal Exhaust | 110 CFM | 0.5 | 108 |  | 22.8 |  | Yes | Yes | Yes | Yes | Yes | Yes | 1007850
| Bathroom Exhaust Fans |  | Panasonic Eco Systems North America | Panasonic | FV-1115VKL3 with FV-VS15VK1 |  | 0 |  | 6" | Horizontal | 50 CFM | 0.5 | 50 |  | 13.6 |  | Yes | Yes | Yes | Yes | Yes | Yes | 1007851
| Bathroom Exhaust Fans |  | Panasonic Eco Systems North America | Panasonic | FV-1115VKL3 with FV-VS15VK1 |  | 0 |  | 6" | Horizontal | 50 CFM | 0.375 | 50 |  | 10.3 |  | Yes | Yes | Yes | Yes | Yes | Yes | 1007851
| Bathroom Exhaust Fans |  | Panasonic Eco Systems North America | Panasonic | FV-1115VKL3 with FV-VS15VK1 |  | 0 |  | 6" | Horizontal | 50 CFM | 0.25 | 50 | 0.3 | 7.1 |  | Yes | Yes | Yes | Yes | Yes | Yes | 1007851
| Bathroom Exhaust Fans |  | Panasonic Eco Systems North America | Panasonic | FV-1115VKL3 with FV-VS15VK1 |  | 0 |  | 6" | Horizontal | 60 CFM | 0.5 | 60 |  | 15.2 |  | Yes | Yes | Yes | Yes | Yes | Yes | 1007851
| Bathroom Exhaust Fans |  | Panasonic Eco Systems North America | Panasonic | FV-1115VKL3 with FV-VS15VK1 |  | 0 |  | 6" | Horizontal | 60 CFM | 0.375 | 60 |  | 11.6 |  | Yes | Yes | Yes | Yes | Yes | Yes | 1007851
| Bathroom Exhaust Fans |  | Panasonic Eco Systems North America | Panasonic | FV-1115VKL3 with FV-VS15VK1 |  | 0 |  | 6" | Horizontal | 60 CFM | 0.25 | 60 | 0.3 | 7.7 |  | Yes | Yes | Yes | Yes | Yes | Yes | 1007851
| Bathroom Exhaust Fans |  | Panasonic Eco Systems North America | Panasonic | FV-1115VKL3 with FV-VS15VK1 |  | 0 |  | 6" | Horizontal | 70 CFM | 0.5 | 70 |  | 17 |  | Yes | Yes | Yes | Yes | Yes | Yes | 1007851
| Bathroom Exhaust Fans |  | Panasonic Eco Systems North America | Panasonic | FV-1115VKL3 with FV-VS15VK1 |  | 0 |  | 6" | Horizontal | 70 CFM | 0.375 | 70 |  | 12.8 |  | Yes | Yes | Yes | Yes | Yes | Yes | 1007851
| Bathroom Exhaust Fans |  | Panasonic Eco Systems North America | Panasonic | FV-1115VKL3 with FV-VS15VK1 |  | 0 |  | 6" | Horizontal | 70 CFM | 0.25 | 70 | 0.3 | 8.5 |  | Yes | Yes | Yes | Yes | Yes | Yes | 1007851
| Bathroom Exhaust Fans |  | Panasonic Eco Systems North America | Panasonic | FV-1115VKL3 with FV-VS15VK1 |  | 0 |  | 6" | Horizontal | 80 CFM | 0.5 | 77 |  | 18.2 |  | Yes | Yes | Yes | Yes | Yes | Yes | 1007851
| Bathroom Exhaust Fans |  | Panasonic Eco Systems North America | Panasonic | FV-1115VKL3 with FV-VS15VK1 |  | 0 |  | 6" | Horizontal | 80 CFM | 0.375 | 80 |  | 13.7 |  | Yes | Yes | Yes | Yes | Yes | Yes | 1007851
| Bathroom Exhaust Fans |  | Panasonic Eco Systems North America | Panasonic | FV-1115VKL3 with FV-VS15VK1 |  | 0 |  | 6" | Horizontal | 80 CFM | 0.25 | 80 | 0.3 | 9.4 |  | Yes | Yes | Yes | Yes | Yes | Yes | 1007851
| Bathroom Exhaust Fans |  | Panasonic Eco Systems North America | Panasonic | FV-1115VKL3 with FV-VS15VK1 |  | 0 |  | 6" | Horizontal | 90 CFM | 0.5 | 89 |  | 19.5 |  | Yes | Yes | Yes | Yes | Yes | Yes | 1007851
| Bathroom Exhaust Fans |  | Panasonic Eco Systems North America | Panasonic | FV-1115VKL3 with FV-VS15VK1 |  | 0 |  | 6" | Horizontal | 90 CFM | 0.375 | 90 |  | 15.1 |  | Yes | Yes | Yes | Yes | Yes | Yes | 1007851
| Bathroom Exhaust Fans |  | Panasonic Eco Systems North America | Panasonic | FV-1115VKL3 with FV-VS15VK1 |  | 0 |  | 6" | Horizontal | 90 CFM | 0.25 | 90 | 0.3 | 10.4 |  | Yes | Yes | Yes | Yes | Yes | Yes | 1007851
| Bathroom Exhaust Fans |  | Panasonic Eco Systems North America | Panasonic | FV-1115VKL3 with FV-VS15VK1 |  | 0 |  | 6" | Horizontal | 100 CFM | 0.5 | 99 |  | 20.7 |  | Yes | Yes | Yes | Yes | Yes | Yes | 1007851
| Bathroom Exhaust Fans |  | Panasonic Eco Systems North America | Panasonic | FV-1115VKL3 with FV-VS15VK1 |  | 0 |  | 6" | Horizontal | 100 CFM | 0.375 | 100 |  | 16.5 |  | Yes | Yes | Yes | Yes | Yes | Yes | 1007851
| Bathroom Exhaust Fans |  | Panasonic Eco Systems North America | Panasonic | FV-1115VKL3 with FV-VS15VK1 |  | 0 |  | 6" | Horizontal | 100 CFM | 0.25 | 100 | 0.3 | 11.4 |  | Yes | Yes | Yes | Yes | Yes | Yes | 1007851
| Bathroom Exhaust Fans |  | Panasonic Eco Systems North America | Panasonic | FV-1115VKL3 with FV-VS15VK1 |  | 0 |  | 6" | Horizontal | 110 CFM | 0.5 | 108 |  | 22.8 |  | Yes | Yes | Yes | Yes | Yes | Yes | 1007851
| Bathroom Exhaust Fans |  | Panasonic Eco Systems North America | Panasonic | FV-1115VKL3 with FV-VS15VK1 |  | 0 |  | 6" | Horizontal | 110 CFM | 0.375 | 110 |  | 17.4 |  | Yes | Yes | Yes | Yes | Yes | Yes | 1007851
| Bathroom Exhaust Fans |  | Panasonic Eco Systems North America | Panasonic | FV-1115VKL3 with FV-VS15VK1 |  | 0 |  | 6" | Horizontal | 110 CFM | 0.25 | 110 | 0.3 | 12.3 |  | Yes | Yes | Yes | Yes | Yes | Yes | 1007851
| Bathroom Exhaust Fans |  | Panasonic Eco Systems North America | Panasonic | FV-1115VKL3 with FV-VS15VK1 |  | 0 |  | 6" | Horizontal | 120 CFM | 0.5 | 115 |  | 23.8 |  | Yes | Yes | Yes | Yes | Yes | Yes | 1007851
| Bathroom Exhaust Fans |  | Panasonic Eco Systems North America | Panasonic | FV-1115VKL3 with FV-VS15VK1 |  | 0 |  | 6" | Horizontal | 120 CFM | 0.375 | 119 |  | 18.6 |  | Yes | Yes | Yes | Yes | Yes | Yes | 1007851
| Bathroom Exhaust Fans |  | Panasonic Eco Systems North America | Panasonic | FV-1115VKL3 with FV-VS15VK1 |  | 0 |  | 6" | Horizontal | 120 CFM | 0.25 | 120 | 0.4 | 13.7 |  | Yes | Yes | Yes | Yes | Yes | Yes | 1007851
| Bathroom Exhaust Fans |  | Panasonic Eco Systems North America | Panasonic | FV-1115VKL3 with FV-VS15VK1 |  | 0 |  | 6" | Horizontal | 130 CFM | 0.5 | 117 |  | 24.2 |  | Yes | Yes | Yes | Yes | Yes | Yes | 1007851
| Bathroom Exhaust Fans |  | Panasonic Eco Systems North America | Panasonic | FV-1115VKL3 with FV-VS15VK1 |  | 0 |  | 6" | Horizontal | 130 CFM | 0.375 | 130 |  | 21.3 |  | Yes | Yes | Yes | Yes | Yes | Yes | 1007851
| Bathroom Exhaust Fans |  | Panasonic Eco Systems North America | Panasonic | FV-1115VKL3 with FV-VS15VK1 |  | 0 |  | 6" | Horizontal | 130 CFM | 0.25 | 130 | 0.5 | 15.8 |  | Yes | Yes | Yes | Yes | Yes | Yes | 1007851
| Bathroom Exhaust Fans |  | Panasonic Eco Systems North America | Panasonic | FV-1115VKL3 with FV-VS15VK1 |  | 0 |  | 6" | Horizontal | 150 CFM | 0.5 | 115 |  | 24.3 |  | Yes | Yes | Yes | Yes | Yes | Yes | 1007851
| Bathroom Exhaust Fans |  | Panasonic Eco Systems North America | Panasonic | FV-1115VKL3 with FV-VS15VK1 |  | 0 |  | 6" | Horizontal | 150 CFM | 0.375 | 147 |  | 24.4 |  | Yes | Yes | Yes | Yes | Yes | Yes | 1007851
| Bathroom Exhaust Fans |  | Panasonic Eco Systems North America | Panasonic | FV-1115VKL3 with FV-VS15VK1 |  | 0 |  | 6" | Horizontal | 150 CFM | 0.25 | 150 | 0.8 | 19.2 |  | Yes | Yes | Yes | Yes | Yes | Yes | 1007851
| Bathroom Exhaust Fans |  | Panasonic Eco Systems North America | Panasonic | FV-1115VKL3 with FV-VS15VK1 |  | 0 |  | 6" | Horizontal | 50 CFM | 0.1 | 50 | <0.3 | 3.5 |  | Yes | Yes | Yes | Yes | Yes | Yes | 1007851
| Bathroom Exhaust Fans |  | Panasonic Eco Systems North America | Panasonic | FV-1115VKL3 with FV-VS15VK1 |  | 0 |  | 6" | Horizontal | 60 CFM | 0.1 | 60 | <0.3 | 4 |  | Yes | Yes | Yes | Yes | Yes | Yes | 1007851
| Bathroom Exhaust Fans |  | Panasonic Eco Systems North America | Panasonic | FV-1115VKL3 with FV-VS15VK1 |  | 0 |  | 6" | Horizontal | 70 CFM | 0.1 | 70 | <0.3 | 4.2 |  | Yes | Yes | Yes | Yes | Yes | Yes | 1007851
| Bathroom Exhaust Fans |  | Panasonic Eco Systems North America | Panasonic | FV-1115VKL3 with FV-VS15VK1 |  | 0 |  | 6" | Horizontal | 80 CFM | 0.1 | 80 | <0.3 | 4.7 |  | Yes | Yes | Yes | Yes | Yes | Yes | 1007851
| Bathroom Exhaust Fans |  | Panasonic Eco Systems North America | Panasonic | FV-1115VKL3 with FV-VS15VK1 |  | 0 |  | 6" | Horizontal | 90 CFM | 0.1 | 90 | <0.3 | 5.3 |  | Yes | Yes | Yes | Yes | Yes | Yes | 1007851
| Bathroom Exhaust Fans |  | Panasonic Eco Systems North America | Panasonic | FV-1115VKL3 with FV-VS15VK1 |  | 0 |  | 6" | Horizontal | 100 CFM | 0.1 | 100 | <0.3 | 6.2 |  | Yes | Yes | Yes | Yes | Yes | Yes | 1007851
| Bathroom Exhaust Fans |  | Panasonic Eco Systems North America | Panasonic | FV-1115VKL3 with FV-VS15VK1 |  | 0 |  | 6" | Horizontal | 110 CFM | 0.1 | 110 | <0.3 | 6.9 |  | Yes | Yes | Yes | Yes | Yes | Yes | 1007851
| Bathroom Exhaust Fans |  | Panasonic Eco Systems North America | Panasonic | FV-1115VKL3 with FV-VS15VK1 |  | 0 |  | 6" | Horizontal | 120 CFM | 0.1 | 120 | <0.3 | 8.1 |  | Yes | Yes | Yes | Yes | Yes | Yes | 1007851
| Bathroom Exhaust Fans |  | Panasonic Eco Systems North America | Panasonic | FV-1115VKL3 with FV-VS15VK1 |  | 0 |  | 6" | Horizontal | 130 CFM | 0.1 | 130 | <0.3 | 9.6 |  | Yes | Yes | Yes | Yes | Yes | Yes | 1007851
| Bathroom Exhaust Fans |  | Panasonic Eco Systems North America | Panasonic | FV-1115VKL3 with FV-VS15VK1 |  | 0 |  | 6" | Horizontal | 150 CFM | 0.1 | 150 | 0.4 | 12.5 |  | Yes | Yes | Yes | Yes | Yes | Yes | 1007851
| Bathroom Exhaust Fans |  | Panasonic Eco Systems North America | Panasonic | FV-1115VQ1 |  | 0 |  | 6" | Horizontal Exhaust | 110 CFM | 0.375 | 85 |  |  |  | Yes | Yes | Yes | Yes | Yes | Yes | 1006027
| Bathroom Exhaust Fans |  | Panasonic Eco Systems North America | Panasonic | FV-1115VQ1 |  | 0 |  | 6" | Horizontal Exhaust | 110 CFM | 0.25 | 110 | <0.3 | 12.1 |  | Yes | Yes | Yes | Yes | Yes | Yes | 1006027
| Bathroom Exhaust Fans |  | Panasonic Eco Systems North America | Panasonic | FV-1115VQ1 |  | 0 |  | 6" | Horizontal Exhaust | 110 CFM | 0.1 | 110 | <0.3 | 6.8 |  | Yes | Yes | Yes | Yes | Yes | Yes | 1006027
| Bathroom Exhaust Fans |  | Panasonic Eco Systems North America | Panasonic | FV-1115VQ1 |  | 0 |  | 6" | Horizontal Exhaust | 130 CFM | 0.375 | 85 |  |  |  | Yes | Yes | Yes | Yes | Yes | Yes | 1006027
| Bathroom Exhaust Fans |  | Panasonic Eco Systems North America | Panasonic | FV-1115VQ1 |  | 0 |  | 6" | Horizontal Exhaust | 130 CFM | 0.25 | 131 | 0.5 | 15.7 |  | Yes | Yes | Yes | Yes | Yes | Yes | 1006027
| Bathroom Exhaust Fans |  | Panasonic Eco Systems North America | Panasonic | FV-1115VQ1 |  | 0 |  | 6" | Horizontal Exhaust | 130 CFM | 0.1 | 130 | <0.3 | 9 |  | Yes | Yes | Yes | Yes | Yes | Yes | 1006027
| Bathroom Exhaust Fans |  | Panasonic Eco Systems North America | Panasonic | FV-1115VQ1 |  | 0 |  | 6" | Horizontal Exhaust | 150 CFM | 0.25 | 152 | 0.7 | 20.2 |  | Yes | Yes | Yes | Yes | Yes | Yes | 1006027
| Bathroom Exhaust Fans |  | Panasonic Eco Systems North America | Panasonic | FV-1115VQ1 |  | 0 |  | 6" | Horizontal Exhaust | 150 CFM | 0.375 | 85 |  |  |  | Yes | Yes | Yes | Yes | Yes | Yes | 1006027
| Bathroom Exhaust Fans |  | Panasonic Eco Systems North America | Panasonic | FV-1115VQ1 |  | 0 |  | 6" | Horizontal Exhaust | 150 CFM | 0.1 | 150 | <0.3 | 11.8 |  | Yes | Yes | Yes | Yes | Yes | Yes | 1006027
| Bathroom Exhaust Fans |  | Panasonic Eco Systems North America | Panasonic | FV-1115VQL1 |  | 0 |  | 6" | Horizontal Exhaust | 150 CFM | 0.1 | 150 | 0.5 | 13 |  | Yes | Yes | Yes | Yes | Yes | Yes | 1006699
| Bathroom Exhaust Fans |  | Panasonic Eco Systems North America | Panasonic | FV-1115VQL1 |  | 0 |  | 6" | Horizontal Exhaust | 110 CFM | 0.1 | 110 | <0.3 | 7.7 |  | Yes | Yes | Yes | Yes | Yes | Yes | 1006699
| Bathroom Exhaust Fans |  | Panasonic Eco Systems North America | Panasonic | FV-1115VQL1 |  | 0 |  | 6" | Horizontal Exhaust | 150 CFM | 0.25 | 144 | 0.8 | 19.3 |  | Yes | Yes | Yes | Yes | Yes | Yes | 1006699
| Bathroom Exhaust Fans |  | Panasonic Eco Systems North America | Panasonic | FV-1115VQL1 |  | 0 |  | 6" | Horizontal Exhaust | 150 CFM | 0.375 | 79 |  |  |  | Yes | Yes | Yes | Yes | Yes | Yes | 1006699
| Bathroom Exhaust Fans |  | Panasonic Eco Systems North America | Panasonic | FV-1115VQL1 |  | 0 |  | 6" | Horizontal Exhaust | 130 CFM | 0.1 | 130 | <0.3 | 10.3 |  | Yes | Yes | Yes | Yes | Yes | Yes | 1006699
| Bathroom Exhaust Fans |  | Panasonic Eco Systems North America | Panasonic | FV-1115VQL1 |  | 0 |  | 6" | Horizontal Exhaust | 130 CFM | 0.25 | 131 | 0.7 | 17 |  | Yes | Yes | Yes | Yes | Yes | Yes | 1006699
| Bathroom Exhaust Fans |  | Panasonic Eco Systems North America | Panasonic | FV-1115VQL1 |  | 0 |  | 6" | Horizontal Exhaust | 110 CFM | 0.25 | 110 | 0.5 | 12.8 |  | Yes | Yes | Yes | Yes | Yes | Yes | 1006699
| Bathroom Exhaust Fans |  | Panasonic Eco Systems North America | Panasonic | FV-1115VQL1 |  | 0 |  | 6" | Horizontal Exhaust | 110 CFM | 0.375 | 80 |  |  |  | Yes | Yes | Yes | Yes | Yes | Yes | 1006699
| Bathroom Exhaust Fans |  | Panasonic Eco Systems North America | Panasonic | FV-1115VQL1 |  | 0 |  | 6" | Horizontal Exhaust | 130 CFM | 0.375 | 78 |  |  |  | Yes | Yes | Yes | Yes | Yes | Yes | 1006699
| Bathroom Exhaust Fans |  | Panasonic Eco Systems North America | Panasonic Eco Solutions | FV-1315RQ1 |  | 0 |  | 6" | Horizontal Exhaust | 150 CFM | 0.1 | 150 | 0.3 | 29.2 |  | Yes | Yes | Yes | Yes | Yes | Yes | 1006990
| Bathroom Exhaust Fans |  | Panasonic Eco Systems North America | Panasonic Eco Solutions | FV-1315RQ1 |  | 0 |  | 6" | Horizontal Exhaust | 150 CFM | 0.25 | 121 |  | 28 |  | Yes | Yes | Yes | Yes | Yes | Yes | 1006990
| Bathroom Exhaust Fans |  | Panasonic Eco Systems North America | Panasonic Eco Solutions | FV-1315RQ1 |  | 0 |  | 6" | Horizontal Exhaust | 130 CFM | 0.1 | 130 | <0.3 | 26.5 |  | Yes | Yes | Yes | Yes | Yes | Yes | 1006990
| Bathroom Exhaust Fans |  | Panasonic Eco Systems North America | Panasonic Eco Solutions | FV-1315RQ1 |  | 0 |  | 6" | Horizontal Exhaust | 130 CFM | 0.25 | 100 |  | 25.3 |  | Yes | Yes | Yes | Yes | Yes | Yes | 1006990
| Bathroom Exhaust Fans |  | Panasonic Eco Systems North America | Panasonic | FV-1315RQ2 |  | 0 |  | 6" | Horizontal | 150 CFM | 0.25 | 142 |  | 19.6 |  | Yes | Yes | Yes | Yes | Yes | Yes | 1007245
| Bathroom Exhaust Fans |  | Panasonic Eco Systems North America | Panasonic | FV-1315RQ2 |  | 0 |  | 6" | Horizontal | 130 CFM | 0.25 | 131 |  | 16.9 |  | Yes | Yes | Yes | Yes | Yes | Yes | 1007245
| Bathroom Exhaust Fans |  | Panasonic Eco Systems North America | Panasonic | FV-1315RQ2 |  | 0 |  | 6" | Horizontal | 130 CFM | 0.1 | 130 | 0.4 | 10.5 |  | Yes | Yes | Yes | Yes | Yes | Yes | 1007245
| Bathroom Exhaust Fans |  | Panasonic Eco Systems North America | Panasonic | FV-1315RQ2 |  | 0 |  | 6" | Horizontal | 150 CFM | 0.1 | 150 | 0.6 | 14.2 |  | Yes | Yes | Yes | Yes | Yes | Yes | 1007245
| Inline Fans | Single-port | Panasonic Eco Systems North America | Panasonic | FV-15NLFS1 |  | 0 |  | 6" | Horizontal Supply 13 | 140 CFM | 0.2 | 140 |  | 24.8 |  | Yes | Yes | Yes | Yes | Yes | Yes | 3004781
| Inline Fans | Single-port | Panasonic Eco Systems North America | Panasonic | FV-15NLFS1 |  | 0 |  | 6" | Horizontal Supply 13 | 130 CFM | 0.2 | 130 |  | 22.6 |  | Yes | Yes | Yes | Yes | Yes | Yes | 3004781
| Inline Fans | Single-port | Panasonic Eco Systems North America | Panasonic | FV-15NLFS1 |  | 0 |  | 6" | Horizontal Supply 13 | 120 CFM | 0.2 | 120 |  | 19.4 |  | Yes | Yes | Yes | Yes | Yes | Yes | 3004781
| Inline Fans | Single-port | Panasonic Eco Systems North America | Panasonic | FV-15NLFS1 |  | 0 |  | 6" | Horizontal Supply 13 | 110 CFM | 0.2 | 110 |  | 16.7 |  | Yes | Yes | Yes | Yes | Yes | Yes | 3004781
| Inline Fans | Single-port | Panasonic Eco Systems North America | Panasonic | FV-15NLFS1 |  | 0 |  | 6" Round | Horizontal Supply 13 | 100 CFM | 0.2 | 100 |  | 15.3 |  | Yes | Yes | Yes | Yes | Yes | Yes | 3004781
| Inline Fans | Single-port | Panasonic Eco Systems North America | Panasonic | FV-15NLFS1 |  | 0 |  | 6" | Horizontal Supply 13 | 90 CFM | 0.2 | 90 |  | 13.5 |  | Yes | Yes | Yes | Yes | Yes | Yes | 3004781
| Inline Fans | Single-port | Panasonic Eco Systems North America | Panasonic | FV-15NLFS1 |  | 0 |  | 6" | Horizontal Supply 13 | 80 CFM | 0.2 | 80 |  | 12.4 |  | Yes | Yes | Yes | Yes | Yes | Yes | 3004781
| Inline Fans | Single-port | Panasonic Eco Systems North America | Panasonic | FV-15NLFS1 |  | 0 |  | 6" | Horizontal Supply 13 | 70 CFM | 0.2 | 70 |  | 10 |  | Yes | Yes | Yes | Yes | Yes | Yes | 3004781
| Inline Fans | Single-port | Panasonic Eco Systems North America | Panasonic | FV-15NLFS1 |  | 0 |  | 6" | Horizontal Supply 13 | 60 CFM | 0.2 | 60 |  | 9.3 |  | Yes | Yes | Yes | Yes | Yes | Yes | 3004781
| Inline Fans | Single-port | Panasonic Eco Systems North America | Panasonic | FV-15NLFS1 |  | 0 |  | 6" Round | Horizontal Supply 13 | 50 CFM | 0.2 | 50 |  | 8.2 |  | Yes | Yes | Yes | Yes | Yes | Yes | 3004781
| Inline Fans | Single-port | Panasonic Eco Systems North America | Panasonic | FV-15NLFS1 |  | 0 |  | 6" | Horizontal Supply 13 | 150 CFM | 0.3 | 150 |  | 32 |  | Yes | Yes | Yes | Yes | Yes | Yes | 3004781
| Inline Fans | Single-port | Panasonic Eco Systems North America | Panasonic | FV-15NLFS1 |  | 0 |  | 6" Round | Horizontal Supply 13 | 150 CFM | 0.4 | 130 |  |  |  | Yes | Yes | Yes | Yes | Yes | Yes | 3004781
| Inline Fans | Single-port | Panasonic Eco Systems North America | Panasonic | FV-15NLFS1 |  | 0 |  | 6" | Horizontal Supply 13 | 140 CFM | 0.3 | 140 |  | 29 |  | Yes | Yes | Yes | Yes | Yes | Yes | 3004781
| Inline Fans | Single-port | Panasonic Eco Systems North America | Panasonic | FV-15NLFS1 |  | 0 |  | 6" | Horizontal Supply 13 | 130 CFM | 0.3 | 129 |  | 25 |  | Yes | Yes | Yes | Yes | Yes | Yes | 3004781
| Inline Fans | Single-port | Panasonic Eco Systems North America | Panasonic | FV-15NLFS1 |  | 0 |  | 6" | Horizontal Supply 13 | 110 CFM | 0.3 | 110 |  | 20 |  | Yes | Yes | Yes | Yes | Yes | Yes | 3004781
| Inline Fans | Single-port | Panasonic Eco Systems North America | Panasonic | FV-15NLFS1 |  | 0 |  | 6" | Horizontal Supply 13 | 110 CFM | 0.4 | 109 |  |  |  | Yes | Yes | Yes | Yes | Yes | Yes | 3004781
| Inline Fans | Single-port | Panasonic Eco Systems North America | Panasonic | FV-15NLFS1 |  | 0 |  | 6" | Horizontal Supply 13 | 90 CFM | 0.3 | 88 |  | 15 |  | Yes | Yes | Yes | Yes | Yes | Yes | 3004781
| Inline Fans | Single-port | Panasonic Eco Systems North America | Panasonic | FV-15NLFS1 |  | 0 |  | 6" | Horizontal Supply 13 | 90 CFM | 0.4 | 90 |  | 19 |  | Yes | Yes | Yes | Yes | Yes | Yes | 3004781
| Inline Fans | Single-port | Panasonic Eco Systems North America | Panasonic | FV-15NLFS1 |  | 0 |  | 6" | Horizontal Supply 13 | 80 CFM | 0.3 | 80 |  | 14 |  | Yes | Yes | Yes | Yes | Yes | Yes | 3004781
| Inline Fans | Single-port | Panasonic Eco Systems North America | Panasonic | FV-15NLFS1 |  | 0 |  | 6" | Horizontal Supply 13 | 80 CFM | 0.4 | 80 |  | 17 |  | Yes | Yes | Yes | Yes | Yes | Yes | 3004781
| Inline Fans | Single-port | Panasonic Eco Systems North America | Panasonic | FV-15NLFS1 |  | 0 |  | 6" | Horizontal Supply 13 | 70 CFM | 0.3 | 69 |  | 13 |  | Yes | Yes | Yes | Yes | Yes | Yes | 3004781
| Inline Fans | Single-port | Panasonic Eco Systems North America | Panasonic | FV-15NLFS1 |  | 0 |  | 6" | Horizontal Supply 13 | 70 CFM | 0.4 | 70 |  | 15 |  | Yes | Yes | Yes | Yes | Yes | Yes | 3004781
| Inline Fans | Single-port | Panasonic Eco Systems North America | Panasonic | FV-15NLFS1 |  | 0 |  | 6" | Horizontal Supply 13 | 60 CFM | 0.3 | 60 |  | 11 |  | Yes | Yes | Yes | Yes | Yes | Yes | 3004781
| Inline Fans | Single-port | Panasonic Eco Systems North America | Panasonic | FV-15NLFS1 |  | 0 |  | 6" | Horizontal Supply 13 | 60 CFM | 0.4 | 60 |  | 14 |  | Yes | Yes | Yes | Yes | Yes | Yes | 3004781
| Inline Fans | Single-port | Panasonic Eco Systems North America | Panasonic | FV-15NLFS1 |  | 0 |  | 6" | Horizontal Supply 13 | 140 CFM | 0.4 | 130 |  |  |  | Yes | Yes | Yes | Yes | Yes | Yes | 3004781
| Inline Fans | Single-port | Panasonic Eco Systems North America | Panasonic | FV-15NLFS1 |  | 0 |  | 6" | Horizontal Supply 13 | 130 CFM | 0.4 | 130 |  |  |  | Yes | Yes | Yes | Yes | Yes | Yes | 3004781
| Inline Fans | Single-port | Panasonic Eco Systems North America | Panasonic | FV-15NLFS1 |  | 0 |  | 6" | Horizontal Supply 13 | 120 CFM | 0.3 | 118 |  | 23 |  | Yes | Yes | Yes | Yes | Yes | Yes | 3004781
| Inline Fans | Single-port | Panasonic Eco Systems North America | Panasonic | FV-15NLFS1 |  | 0 |  | 6" | Horizontal Supply 13 | 120 CFM | 0.4 | 116 |  |  |  | Yes | Yes | Yes | Yes | Yes | Yes | 3004781
| Inline Fans | Single-port | Panasonic Eco Systems North America | Panasonic | FV-15NLFS1 |  | 0 |  | 6" Round | Horizontal Supply 13 | 50 CFM | 0.4 | 50 |  | 12 |  | Yes | Yes | Yes | Yes | Yes | Yes | 3004781
| Inline Fans | Single-port | Panasonic Eco Systems North America | Panasonic | FV-15NLFS1 |  | 0 |  | 6" Round | Horizontal Supply 13 | 50 CFM | 0.3 | 50 |  | 10 |  | Yes | Yes | Yes | Yes | Yes | Yes | 3004781
| Inline Fans | Single-port | Panasonic Eco Systems North America | Panasonic | FV-15NLFS1 |  | 0 |  | 6" Round | Horizontal Supply 13 | 150 CFM | 0.2 | 150 |  | 27.3 |  | Yes | Yes | Yes | Yes | Yes | Yes | 3004781
| Inline Fans | Single-port | Panasonic Eco Systems North America | Panasonic | FV-15NLFS1 |  | 0 |  | 6" Round | Horizontal Supply 13 | 100 CFM | 0.4 | 100 |  | 21 |  | Yes | Yes | Yes | Yes | Yes | Yes | 3004781
| Inline Fans | Single-port | Panasonic Eco Systems North America | Panasonic | FV-15NLFS1 |  | 0 |  | 6" Round | Horizontal Supply 13 | 100 CFM | 0.3 | 100 |  | 18 |  | Yes | Yes | Yes | Yes | Yes | Yes | 3004781
| Inline Fans | Single-port | Panasonic Eco Systems North America | Panasonic | FV-15NLFS1H |  | 0 |  | 6" | Horizontal 13 | 80 CFM | 0.3 | 80 |  | 14 |  | Yes | Yes | Yes | Yes | Yes | Yes | 3005176
| Inline Fans | Single-port | Panasonic Eco Systems North America | Panasonic | FV-15NLFS1H |  | 0 |  | 6" | Horizontal 13 | 80 CFM | 0.4 | 80 |  | 17 |  | Yes | Yes | Yes | Yes | Yes | Yes | 3005176
| Inline Fans | Single-port | Panasonic Eco Systems North America | Panasonic | FV-15NLFS1H |  | 0 |  | 6" | Horizontal 13 | 70 CFM | 0.2 | 70 |  | 10 |  | Yes | Yes | Yes | Yes | Yes | Yes | 3005176
| Inline Fans | Single-port | Panasonic Eco Systems North America | Panasonic | FV-15NLFS1H |  | 0 |  | 6" | Horizontal 13 | 70 CFM | 0.3 | 69 |  | 13 |  | Yes | Yes | Yes | Yes | Yes | Yes | 3005176
| Inline Fans | Single-port | Panasonic Eco Systems North America | Panasonic | FV-15NLFS1H |  | 0 |  | 6" | Horizontal 13 | 70 CFM | 0.4 | 70 |  | 15 |  | Yes | Yes | Yes | Yes | Yes | Yes | 3005176
| Inline Fans | Single-port | Panasonic Eco Systems North America | Panasonic | FV-15NLFS1H |  | 0 |  | 6" | Horizontal 13 | 60 CFM | 0.2 | 60 |  | 9.3 |  | Yes | Yes | Yes | Yes | Yes | Yes | 3005176
| Inline Fans | Single-port | Panasonic Eco Systems North America | Panasonic | FV-15NLFS1H |  | 0 |  | 6" | Horizontal 13 | 60 CFM | 0.3 | 60 |  | 11 |  | Yes | Yes | Yes | Yes | Yes | Yes | 3005176
| Inline Fans | Single-port | Panasonic Eco Systems North America | Panasonic | FV-15NLFS1H |  | 0 |  | 6" | Horizontal 13 | 60 CFM | 0.4 | 60 |  | 14 |  | Yes | Yes | Yes | Yes | Yes | Yes | 3005176
| Inline Fans | Single-port | Panasonic Eco Systems North America | Panasonic | FV-15NLFS1H |  | 0 |  | 6" | Horizontal 13 | 140 CFM | 0.2 | 140 |  | 24.8 |  | Yes | Yes | Yes | Yes | Yes | Yes | 3005176
| Inline Fans | Single-port | Panasonic Eco Systems North America | Panasonic | FV-15NLFS1H |  | 0 |  | 6" | Horizontal 13 | 140 CFM | 0.3 | 140 |  | 29 |  | Yes | Yes | Yes | Yes | Yes | Yes | 3005176
| Inline Fans | Single-port | Panasonic Eco Systems North America | Panasonic | FV-15NLFS1H |  | 0 |  | 6" | Horizontal 13 | 130 CFM | 0.2 | 130 |  | 22.6 |  | Yes | Yes | Yes | Yes | Yes | Yes | 3005176
| Inline Fans | Single-port | Panasonic Eco Systems North America | Panasonic | FV-15NLFS1H |  | 0 |  | 6" | Horizontal 13 | 130 CFM | 0.3 | 129 |  | 25 |  | Yes | Yes | Yes | Yes | Yes | Yes | 3005176
| Inline Fans | Single-port | Panasonic Eco Systems North America | Panasonic | FV-15NLFS1H |  | 0 |  | 6" | Horizontal 13 | 120 CFM | 0.2 | 120 |  | 19.4 |  | Yes | Yes | Yes | Yes | Yes | Yes | 3005176
| Inline Fans | Single-port | Panasonic Eco Systems North America | Panasonic | FV-15NLFS1H |  | 0 |  | 6" | Horizontal 13 | 110 CFM | 0.2 | 110 |  | 16.7 |  | Yes | Yes | Yes | Yes | Yes | Yes | 3005176
| Inline Fans | Single-port | Panasonic Eco Systems North America | Panasonic | FV-15NLFS1H |  | 0 |  | 6" | Horizontal 13 | 110 CFM | 0.3 | 110 |  | 20 |  | Yes | Yes | Yes | Yes | Yes | Yes | 3005176
| Inline Fans | Single-port | Panasonic Eco Systems North America | Panasonic | FV-15NLFS1H |  | 0 |  | 6" | Horizontal 13 | 110 CFM | 0.4 | 109 |  |  |  | Yes | Yes | Yes | Yes | Yes | Yes | 3005176
| Inline Fans | Single-port | Panasonic Eco Systems North America | Panasonic | FV-15NLFS1H |  | 0 |  | 6" | Horizontal 13 | 90 CFM | 0.2 | 90 |  | 13.5 |  | Yes | Yes | Yes | Yes | Yes | Yes | 3005176
| Inline Fans | Single-port | Panasonic Eco Systems North America | Panasonic | FV-15NLFS1H |  | 0 |  | 6" | Horizontal 13 | 90 CFM | 0.3 | 88 |  | 15 |  | Yes | Yes | Yes | Yes | Yes | Yes | 3005176
| Inline Fans | Single-port | Panasonic Eco Systems North America | Panasonic | FV-15NLFS1H |  | 0 |  | 6" | Horizontal 13 | 90 CFM | 0.4 | 90 |  | 19 |  | Yes | Yes | Yes | Yes | Yes | Yes | 3005176
| Inline Fans | Single-port | Panasonic Eco Systems North America | Panasonic | FV-15NLFS1H |  | 0 |  | 6" | Horizontal 13 | 80 CFM | 0.2 | 80 |  | 12.4 |  | Yes | Yes | Yes | Yes | Yes | Yes | 3005176
| Inline Fans | Single-port | Panasonic Eco Systems North America | Panasonic | FV-15NLFS1H |  | 0 |  | 6" | Horizontal 13 | 140 CFM | 0.4 | 130 |  |  |  | Yes | Yes | Yes | Yes | Yes | Yes | 3005176
| Inline Fans | Single-port | Panasonic Eco Systems North America | Panasonic | FV-15NLFS1H |  | 0 |  | 6" | Horizontal 13 | 130 CFM | 0.4 | 130 |  |  |  | Yes | Yes | Yes | Yes | Yes | Yes | 3005176
| Inline Fans | Single-port | Panasonic Eco Systems North America | Panasonic | FV-15NLFS1H |  | 0 |  | 6" | Horizontal 13 | 120 CFM | 0.3 | 118 |  | 23 |  | Yes | Yes | Yes | Yes | Yes | Yes | 3005176
| Inline Fans | Single-port | Panasonic Eco Systems North America | Panasonic | FV-15NLFS1H |  | 0 |  | 6" | Horizontal 13 | 120 CFM | 0.4 | 116 |  |  |  | Yes | Yes | Yes | Yes | Yes | Yes | 3005176
| Inline Fans | Single-port | Panasonic Eco Systems North America | Panasonic | FV-15NLFS1H |  | 0 |  | 6" | Horizontal 13 | 50 CFM | 0.4 | 50 |  | 12 |  | Yes | Yes | Yes | Yes | Yes | Yes | 3005176
| Inline Fans | Single-port | Panasonic Eco Systems North America | Panasonic | FV-15NLFS1H |  | 0 |  | 6" | Horizontal 13 | 50 CFM | 0.3 | 50 |  | 10 |  | Yes | Yes | Yes | Yes | Yes | Yes | 3005176
| Inline Fans | Single-port | Panasonic Eco Systems North America | Panasonic | FV-15NLFS1H |  | 0 |  | 6" | Horizontal 13 | 50 CFM | 0.2 | 50 |  | 8.2 |  | Yes | Yes | Yes | Yes | Yes | Yes | 3005176
| Inline Fans | Single-port | Panasonic Eco Systems North America | Panasonic | FV-15NLFS1H |  | 0 |  | 6" | Horizontal 13 | 100 CFM | 0.4 | 100 |  | 21 |  | Yes | Yes | Yes | Yes | Yes | Yes | 3005176
| Inline Fans | Single-port | Panasonic Eco Systems North America | Panasonic | FV-15NLFS1H |  | 0 |  | 6" | Horizontal 13 | 150 CFM | 0.4 | 130 |  |  |  | Yes | Yes | Yes | Yes | Yes | Yes | 3005176
| Inline Fans | Single-port | Panasonic Eco Systems North America | Panasonic | FV-15NLFS1H |  | 0 |  | 6" | Horizontal 13 | 150 CFM | 0.2 | 150 |  | 27.3 |  | Yes | Yes | Yes | Yes | Yes | Yes | 3005176
| Inline Fans | Single-port | Panasonic Eco Systems North America | Panasonic | FV-15NLFS1H |  | 0 |  | 6" | Horizontal 13 | 100 CFM | 0.3 | 100 |  | 18 |  | Yes | Yes | Yes | Yes | Yes | Yes | 3005176
| Inline Fans | Single-port | Panasonic Eco Systems North America | Panasonic | FV-15NLFS1H |  | 0 |  | 6" | Horizontal 13 | 100 CFM | 0.2 | 100 |  | 15.3 |  | Yes | Yes | Yes | Yes | Yes | Yes | 3005176
| Inline Fans | Single-port | Panasonic Eco Systems North America | Panasonic | FV-15NLFS1H |  | 0 |  | 6" | Horizontal 13 | 150 CFM | 0.3 | 150 |  | 32 |  | Yes | Yes | Yes | Yes | Yes | Yes | 3005176
| Bathroom Exhaust Fans |  | Panasonic Eco Systems North America | Panasonic | FV-20VQ3 |  | 0 |  | 6" | Horizontal | HS | 0.1 | 190 | 0.9 | 44.5 |  | Yes | Yes | Yes | Yes | Yes | Yes | 1008272
| Bathroom Exhaust Fans |  | Panasonic Eco Systems North America | Panasonic | FV-20VQ3 |  | 0 |  | 6" | Horizontal | HS | 0.25 | 144 |  | 43.6 |  | Yes | Yes | Yes | Yes | Yes | Yes | 1008272
| Other Room Exhaust Fans |  | Panasonic Eco Systems North America | Panasonic | FV-30VQ3 |  | 0 |  | 6" | Horizontal | HS | 0.25 | 243 |  | 65.8 |  | Yes | Yes | Yes | Yes | Yes | Yes | 5004320
| Other Room Exhaust Fans |  | Panasonic Eco Systems North America | Panasonic | FV-30VQ3 |  | 0 |  | 6" | Horizontal | HS | 0.1 | 280 | 2 | 67.1 |  | Yes | Yes | Yes | Yes | Yes | Yes | 5004320
| Other Room Exhaust Fans |  | Panasonic Eco Systems North America | Panasonic | FV-40VQ4 |  | 0 |  | 6" | Horizontal | HS | 0.1 | 390 | 3.5 | 114 |  | NO | No | No | Yes | No | No | 5004321
| Other Room Exhaust Fans |  | Panasonic Eco Systems North America | Panasonic | FV-40VQ4 |  | 0 |  | 6" | Horizontal | HS | 0.25 | 356 |  | 113 |  | NO | No | No | Yes | No | No | 5004321
| Bathroom Exhaust Fans |  | Panasonic Eco Systems North America | Panasonic | FV0510VSCL1 |  | 0 |  | 4" | Horizontal Exhaust | 100 CFM | 0.375 | 83 |  | 18 |  | Yes | Yes | Yes | Yes | Yes | Yes | 1006559
| Bathroom Exhaust Fans |  | Panasonic Eco Systems North America | Panasonic | FV0510VSCL1 |  | 0 |  | 4" | Horizontal Exhaust | 80 CFM | 0.1 | 80 | 0.4 | 8.5 |  | Yes | Yes | Yes | Yes | Yes | Yes | 1006559
| Bathroom Exhaust Fans |  | Panasonic Eco Systems North America | Panasonic | FV0510VSCL1 |  | 0 |  | 4" | Horizontal Exhaust | 80 CFM | 0.25 | 81 | 0.8 | 13.2 |  | Yes | Yes | Yes | Yes | Yes | Yes | 1006559
| Bathroom Exhaust Fans |  | Panasonic Eco Systems North America | Panasonic | FV0510VSCL1 |  | 0 |  | 4" | Horizontal Exhaust | 50 CFM | 0.1 | 50 | <0.3 | 4.5 |  | Yes | Yes | Yes | Yes | Yes | Yes | 1006559
| Bathroom Exhaust Fans |  | Panasonic Eco Systems North America | Panasonic | FV0510VSCL1 |  | 0 |  | 4" | Horizontal Exhaust | 50 CFM | 0.25 | 52 | 0.5 | 7.7 |  | Yes | Yes | Yes | Yes | Yes | Yes | 1006559
| Bathroom Exhaust Fans |  | Panasonic Eco Systems North America | Panasonic | FV0510VSCL1 |  | 0 |  | 4" | Horizontal Exhaust | 100 CFM | 0.1 | 100 | 0.9 | 13.4 |  | Yes | Yes | Yes | Yes | Yes | Yes | 1006559
| Bathroom Exhaust Fans |  | Panasonic Eco Systems North America | Panasonic | FV0510VSCL1 |  | 0 |  | 4" | Horizontal Exhaust | 100 CFM | 0.25 | 101 | 1.3 | 18.5 |  | Yes | Yes | Yes | Yes | Yes | Yes | 1006559
| Bathroom Exhaust Fans |  | Panasonic Eco Systems North America | Panasonic | FV0510VSCL1 |  | 0 |  | 4" | Horizontal Exhaust | 80 CFM | 0.375 | 75 |  | 16.2 |  | Yes | Yes | Yes | Yes | Yes | Yes | 1006559
| Bathroom Exhaust Fans |  | Panasonic Eco Systems North America | Panasonic | FV0510VSCL1 |  | 0 |  | 4" | Horizontal Exhaust | 50 CFM | 0.375 | 52 |  | 12 |  | Yes | Yes | Yes | Yes | Yes | Yes | 1006559
| Bathroom Exhaust Fans |  | Panasonic Eco Systems North America | Panasonic | FV0511VK2 |  | 0 |  | 4" | Horizontal | 50 CFM | 0.25 | 51 | 0.4 | 6.2 |  | Yes | Yes | Yes | Yes | Yes | Yes | 1005641
| Bathroom Exhaust Fans |  | Panasonic Eco Systems North America | Panasonic | FV0511VK2 |  | 0 |  | 4" | Horizontal | 50 CFM | 0.375 | 51 |  | 9.6 |  | Yes | Yes | Yes | Yes | Yes | Yes | 1005641
| Bathroom Exhaust Fans |  | Panasonic Eco Systems North America | Panasonic | FV0511VK2 |  | 0 |  | 4" | Horizontal | 80 CFM | 0.25 | 80 | 0.5 | 9.6 |  | Yes | Yes | Yes | Yes | Yes | Yes | 1005641
| Bathroom Exhaust Fans |  | Panasonic Eco Systems North America | Panasonic | FV0511VK2 |  | 0 |  | 4" | Horizontal | 80 CFM | 0.375 | 79 |  | 13.4 |  | Yes | Yes | Yes | Yes | Yes | Yes | 1005641
| Bathroom Exhaust Fans |  | Panasonic Eco Systems North America | Panasonic | FV0511VK2 |  | 0 |  | 4" | Horizontal | 110 CFM | 0.1 | 110 | <0.3 | 9.9 |  | Yes | Yes | Yes | Yes | Yes | Yes | 1005641
| Bathroom Exhaust Fans |  | Panasonic Eco Systems North America | Panasonic | FV0511VK2 |  | 0 |  | 4" | Horizontal | 110 CFM | 0.25 | 110 | 0.8 | 15.4 |  | Yes | Yes | Yes | Yes | Yes | Yes | 1005641
| Bathroom Exhaust Fans |  | Panasonic Eco Systems North America | Panasonic | FV0511VK2 |  | 0 |  | 4" | Horizontal | 110 CFM | 0.375 | 108 |  | 20 |  | Yes | Yes | Yes | Yes | Yes | Yes | 1005641
| Bathroom Exhaust Fans |  | Panasonic Eco Systems North America | Panasonic | FV0511VK2 |  | 0 |  | 4" | Horizontal | 50 CFM | 0.1 | 50 | <0.3 | 3.1 |  | Yes | Yes | Yes | Yes | Yes | Yes | 1005641
| Bathroom Exhaust Fans |  | Panasonic Eco Systems North America | Panasonic | FV0511VK2 |  | 0 |  | 4" | Horizontal | 80 CFM | 0.1 | 80 | <0.3 | 5.1 |  | Yes | Yes | Yes | Yes | Yes | Yes | 1005641
| Bathroom Exhaust Fans |  | Panasonic Eco Systems North America | Panasonic | FV0511VKS2 |  | 0 |  | 4" | Horizontal Exhaust | 100 CFM | 0.1 | 100 | <0.3 | 7.9 |  | Yes | Yes | Yes | Yes | Yes | Yes | 1005562
| Bathroom Exhaust Fans |  | Panasonic Eco Systems North America | Panasonic | FV0511VKS2 |  | 0 |  | 4" | Horizontal Exhaust | 40 CFM | 0.1 | 40 | <0.3 | 2.7 |  | Yes | Yes | Yes | Yes | Yes | Yes | 1005562
| Bathroom Exhaust Fans |  | Panasonic Eco Systems North America | Panasonic | FV0511VKS2 |  | 0 |  | 4" | Horizontal Exhaust | 40 CFM | 0.25 | 41 | 0.3 | 5.5 |  | Yes | Yes | Yes | Yes | Yes | Yes | 1005562
| Bathroom Exhaust Fans |  | Panasonic Eco Systems North America | Panasonic | FV0511VKS2 |  | 0 |  | 4" | Horizontal Exhaust | 40 CFM | 0.375 | 40 |  | 7.8 |  | Yes | Yes | Yes | Yes | Yes | Yes | 1005562
| Bathroom Exhaust Fans |  | Panasonic Eco Systems North America | Panasonic | FV0511VKS2 |  | 0 |  | 4" | Horizontal Exhaust | 50 CFM | 0.1 | 50 | <0.3 | 3.1 |  | Yes | Yes | Yes | Yes | Yes | Yes | 1005562
| Bathroom Exhaust Fans |  | Panasonic Eco Systems North America | Panasonic | FV0511VKS2 |  | 0 |  | 4" | Horizontal Exhaust | 50 CFM | 0.25 | 51 | 0.4 | 6.2 |  | Yes | Yes | Yes | Yes | Yes | Yes | 1005562
| Bathroom Exhaust Fans |  | Panasonic Eco Systems North America | Panasonic | FV0511VKS2 |  | 0 |  | 4" | Horizontal Exhaust | 50 CFM | 0.375 | 51 |  | 9.6 |  | Yes | Yes | Yes | Yes | Yes | Yes | 1005562
| Bathroom Exhaust Fans |  | Panasonic Eco Systems North America | Panasonic | FV0511VKS2 |  | 0 |  | 4" | Horizontal Exhaust | 60 CFM | 0.1 | 60 | <0.3 | 3.7 |  | Yes | Yes | Yes | Yes | Yes | Yes | 1005562
| Bathroom Exhaust Fans |  | Panasonic Eco Systems North America | Panasonic | FV0511VKS2 |  | 0 |  | 4" | Horizontal Exhaust | 60 CFM | 0.25 | 60 | 0.4 | 6.9 |  | Yes | Yes | Yes | Yes | Yes | Yes | 1005562
| Bathroom Exhaust Fans |  | Panasonic Eco Systems North America | Panasonic | FV0511VKS2 |  | 0 |  | 4" | Horizontal Exhaust | 60 CFM | 0.375 | 60 |  | 10.5 |  | Yes | Yes | Yes | Yes | Yes | Yes | 1005562
| Bathroom Exhaust Fans |  | Panasonic Eco Systems North America | Panasonic | FV0511VKS2 |  | 0 |  | 4" | Horizontal Exhaust | 80 CFM | 0.1 | 80 | <0.3 | 5.1 |  | Yes | Yes | Yes | Yes | Yes | Yes | 1005562
| Bathroom Exhaust Fans |  | Panasonic Eco Systems North America | Panasonic | FV0511VKS2 |  | 0 |  | 4" | Horizontal Exhaust | 80 CFM | 0.25 | 80 | 0.5 | 9.6 |  | Yes | Yes | Yes | Yes | Yes | Yes | 1005562
| Bathroom Exhaust Fans |  | Panasonic Eco Systems North America | Panasonic | FV0511VKS2 |  | 0 |  | 4" | Horizontal Exhaust | 80 CFM | 0.375 | 79 |  | 13.4 |  | Yes | Yes | Yes | Yes | Yes | Yes | 1005562
| Bathroom Exhaust Fans |  | Panasonic Eco Systems North America | Panasonic | FV0511VKS2 |  | 0 |  | 4" | Horizontal Exhaust | 90 CFM | 0.1 | 90 | <0.3 | 6.5 |  | Yes | Yes | Yes | Yes | Yes | Yes | 1005562
| Bathroom Exhaust Fans |  | Panasonic Eco Systems North America | Panasonic | FV0511VKS2 |  | 0 |  | 4" | Horizontal Exhaust | 90 CFM | 0.25 | 90 | 0.6 | 11.2 |  | Yes | Yes | Yes | Yes | Yes | Yes | 1005562
| Bathroom Exhaust Fans |  | Panasonic Eco Systems North America | Panasonic | FV0511VKS2 |  | 0 |  | 4" | Horizontal Exhaust | 90 CFM | 0.375 | 90 |  | 16 |  | Yes | Yes | Yes | Yes | Yes | Yes | 1005562
| Bathroom Exhaust Fans |  | Panasonic Eco Systems North America | Panasonic | FV0511VKS2 |  | 0 |  | 4" | Horizontal Exhaust | 100 CFM | 0.25 | 101 | 0.7 | 13.1 |  | Yes | Yes | Yes | Yes | Yes | Yes | 1005562
| Bathroom Exhaust Fans |  | Panasonic Eco Systems North America | Panasonic | FV0511VKS2 |  | 0 |  | 4" | Horizontal Exhaust | 100 CFM | 0.375 | 101 |  | 17.8 |  | Yes | Yes | Yes | Yes | Yes | Yes | 1005562
| Bathroom Exhaust Fans |  | Panasonic Eco Systems North America | Panasonic | FV0511VKS2 |  | 0 |  | 4" | Horizontal Exhaust | 30 CFM | 0.375 | 30 |  | 6.8 |  | Yes | Yes | Yes | Yes | Yes | Yes | 1005562
| Bathroom Exhaust Fans |  | Panasonic Eco Systems North America | Panasonic | FV0511VKS2 |  | 0 |  | 4" | Horizontal Exhaust | 30 CFM | 0.25 | 30 | 0.3 | 4.6 |  | Yes | Yes | Yes | Yes | Yes | Yes | 1005562
| Bathroom Exhaust Fans |  | Panasonic Eco Systems North America | Panasonic | FV0511VKS2 |  | 0 |  | 4" | Horizontal Exhaust | 30 CFM | 0.1 | 30 | <0.3 | 2.4 |  | Yes | Yes | Yes | Yes | Yes | Yes | 1005562
| Bathroom Exhaust Fans |  | Panasonic Eco Systems North America | Panasonic | FV0511VKS2 |  | 0 |  | 4" | Horizontal Exhaust | 70 CFM | 0.375 | 70 |  | 12.1 |  | Yes | Yes | Yes | Yes | Yes | Yes | 1005562
| Bathroom Exhaust Fans |  | Panasonic Eco Systems North America | Panasonic | FV0511VKS2 |  | 0 |  | 4" | Horizontal Exhaust | 70 CFM | 0.25 | 71 | 0.5 | 8.5 |  | Yes | Yes | Yes | Yes | Yes | Yes | 1005562
| Bathroom Exhaust Fans |  | Panasonic Eco Systems North America | Panasonic | FV0511VKS2 |  | 0 |  | 4" | Horizontal Exhaust | 70 CFM | 0.1 | 70 | <0.3 | 4.3 |  | Yes | Yes | Yes | Yes | Yes | Yes | 1005562
| Bathroom Exhaust Fans |  | Panasonic Eco Systems North America | Panasonic | FV0511VKS2 |  | 0 |  | 4" | Horizontal Exhaust | 110 CFM | 0.25 | 110 | 0.8 | 15.4 |  | Yes | Yes | Yes | Yes | Yes | Yes | 1005562
| Bathroom Exhaust Fans |  | Panasonic Eco Systems North America | Panasonic | FV0511VKS2 |  | 0 |  | 4" | Horizontal Exhaust | 110 CFM | 0.375 | 108 |  | 20 |  | Yes | Yes | Yes | Yes | Yes | Yes | 1005562
| Bathroom Exhaust Fans |  | Panasonic Eco Systems North America | Panasonic | FV0511VKS2 |  | 0 |  | 4" | Horizontal Exhaust | 110 CFM | 0.1 | 110 | <0.3 | 9.9 |  | Yes | Yes | Yes | Yes | Yes | Yes | 1005562
| Bathroom Exhaust Fans |  | Panasonic Eco Systems North America | Panasonic | FV07VB1 |  | 0 |  | 4" | Horizontal | 70 CFM | 0.375 | 34 |  |  |  | Yes | Yes | Yes | Yes | Yes | Yes | 1006166
| Bathroom Exhaust Fans |  | Panasonic Eco Systems North America | Panasonic | FV07VB1 |  | 0 |  | 4" | Horizontal | 90 CFM | 0.375 | 56 |  |  |  | Yes | Yes | Yes | Yes | Yes | Yes | 1006166
| Bathroom Exhaust Fans |  | Panasonic Eco Systems North America | Panasonic | FV07VB1 |  | 0 |  | 4" | Horizontal | 90 CFM | 0.1 | 90 | 1.5 | 22 |  | Yes | Yes | Yes | Yes | Yes | Yes | 1006166
| Bathroom Exhaust Fans |  | Panasonic Eco Systems North America | Panasonic | FV07VB1 |  | 0 |  | 4" | Horizontal | 90 CFM | 0.25 | 75 | 1.5 | 21.4 |  | Yes | Yes | Yes | Yes | Yes | Yes | 1006166
| Bathroom Exhaust Fans |  | Panasonic Eco Systems North America | Panasonic | FV07VB1 |  | 0 |  | 4" | Horizontal | 70 CFM | 0.25 | 56 | 1.3 | 17.2 |  | Yes | Yes | Yes | Yes | Yes | Yes | 1006166
| Bathroom Exhaust Fans |  | Panasonic Eco Systems North America | Panasonic | FV07VB1 |  | 0 |  | 4" | Horizontal | 70 CFM | 0.1 | 70 | 0.7 | 17.8 |  | Yes | Yes | Yes | Yes | Yes | Yes | 1006166
| Bathroom Exhaust Fans |  | Panasonic Eco Systems North America | Panasonic | FV0810VSS1 |  | 0 |  | 4" | Horizontal | 50 CFM | 0.375 | 52 |  | 12 |  | Yes | Yes | Yes | Yes | Yes | Yes | 1006558
| Bathroom Exhaust Fans |  | Panasonic Eco Systems North America | Panasonic | FV0810VSS1 |  | 0 |  | 4" | Horizontal | 30 CFM | 0.375 | 30 |  | 9 |  | Yes | Yes | Yes | Yes | Yes | Yes | 1006558
| Bathroom Exhaust Fans |  | Panasonic Eco Systems North America | Panasonic | FV0810VSS1 |  | 0 |  | 4" | Horizontal | 100 CFM | 0.375 | 83 |  | 18 |  | Yes | Yes | Yes | Yes | Yes | Yes | 1006558
| Bathroom Exhaust Fans |  | Panasonic Eco Systems North America | Panasonic | FV0810VSS1 |  | 0 |  | 4" | Horizontal | 40 CFM | 0.375 | 42 |  | 10 |  | Yes | Yes | Yes | Yes | Yes | Yes | 1006558
| Bathroom Exhaust Fans |  | Panasonic Eco Systems North America | Panasonic | FV0810VSS1 |  | 0 |  | 4" | Horizontal | 60 CFM | 0.375 | 65 |  | 13 |  | Yes | Yes | Yes | Yes | Yes | Yes | 1006558
| Bathroom Exhaust Fans |  | Panasonic Eco Systems North America | Panasonic | FV0810VSS1 |  | 0 |  | 4" | Horizontal | 100 CFM | 0.1 | 100 | 0.9 | 13.4 |  | Yes | Yes | Yes | Yes | Yes | Yes | 1006558
| Bathroom Exhaust Fans |  | Panasonic Eco Systems North America | Panasonic | FV0810VSS1 |  | 0 |  | 4" | Horizontal | 100 CFM | 0.25 | 101 | 1.3 | 18.5 |  | Yes | Yes | Yes | Yes | Yes | Yes | 1006558
| Bathroom Exhaust Fans |  | Panasonic Eco Systems North America | Panasonic | FV0810VSS1 |  | 0 |  | 4" | Horizontal | 40 CFM | 0.1 | 40 | <0.3 | 3.8 |  | Yes | Yes | Yes | Yes | Yes | Yes | 1006558
| Bathroom Exhaust Fans |  | Panasonic Eco Systems North America | Panasonic | FV0810VSS1 |  | 0 |  | 4" | Horizontal | 40 CFM | 0.25 | 41 | 0.5 | 6.7 |  | Yes | Yes | Yes | Yes | Yes | Yes | 1006558
| Bathroom Exhaust Fans |  | Panasonic Eco Systems North America | Panasonic | FV0810VSS1 |  | 0 |  | 4" | Horizontal | 30 CFM | 0.1 | 30 | <0.3 | 3.4 |  | Yes | Yes | Yes | Yes | Yes | Yes | 1006558
| Bathroom Exhaust Fans |  | Panasonic Eco Systems North America | Panasonic | FV0810VSS1 |  | 0 |  | 4" | Horizontal | 30 CFM | 0.25 | 31 | 0.5 | 6 |  | Yes | Yes | Yes | Yes | Yes | Yes | 1006558
| Bathroom Exhaust Fans |  | Panasonic Eco Systems North America | Panasonic | FV0810VSS1 |  | 0 |  | 4" | Horizontal | 60 CFM | 0.1 | 60 | <0.3 | 5.3 |  | Yes | Yes | Yes | Yes | Yes | Yes | 1006558
| Bathroom Exhaust Fans |  | Panasonic Eco Systems North America | Panasonic | FV0810VSS1 |  | 0 |  | 4" | Horizontal | 60 CFM | 0.25 | 64 | 0.6 | 9.3 |  | Yes | Yes | Yes | Yes | Yes | Yes | 1006558
| Bathroom Exhaust Fans |  | Panasonic Eco Systems North America | Panasonic | FV0810VSS1 |  | 0 |  | 4" | Horizontal | 50 CFM | 0.1 | 50 | <0.3 | 4.5 |  | Yes | Yes | Yes | Yes | Yes | Yes | 1006558
| Bathroom Exhaust Fans |  | Panasonic Eco Systems North America | Panasonic | FV0810VSS1 |  | 0 |  | 4" | Horizontal | 50 CFM | 0.25 | 52 | 0.5 | 7.7 |  | Yes | Yes | Yes | Yes | Yes | Yes | 1006558
| Bathroom Exhaust Fans |  | Panasonic Eco Systems North America | Panasonic | FV0810VSS1 |  | 0 |  | 4" | Horizontal | 80 CFM | 0.1 | 80 | 0.4 | 8.5 |  | Yes | Yes | Yes | Yes | Yes | Yes | 1006558
| Bathroom Exhaust Fans |  | Panasonic Eco Systems North America | Panasonic | FV0810VSS1 |  | 0 |  | 4" | Horizontal | 80 CFM | 0.25 | 81 | 0.8 | 13.2 |  | Yes | Yes | Yes | Yes | Yes | Yes | 1006558
| Bathroom Exhaust Fans |  | Panasonic Eco Systems North America | Panasonic | FV0810VSS1 |  | 0 |  | 4" | Horizontal | 70 CFM | 0.1 | 70 | <0.3 | 6.5 |  | Yes | Yes | Yes | Yes | Yes | Yes | 1006558
| Bathroom Exhaust Fans |  | Panasonic Eco Systems North America | Panasonic | FV0810VSS1 |  | 0 |  | 4" | Horizontal | 70 CFM | 0.25 | 72 | 0.6 | 10.8 |  | Yes | Yes | Yes | Yes | Yes | Yes | 1006558
| Bathroom Exhaust Fans |  | Panasonic Eco Systems North America | Panasonic | FV0810VSS1 |  | 0 |  | 4" | Horizontal | 70 CFM | 0.375 | 70 |  | 15 |  | Yes | Yes | Yes | Yes | Yes | Yes | 1006558
| Bathroom Exhaust Fans |  | Panasonic Eco Systems North America | Panasonic | FV0810VSS1 |  | 0 |  | 4" | Horizontal | 80 CFM | 0.375 | 75 |  | 16.2 |  | Yes | Yes | Yes | Yes | Yes | Yes | 1006558
| Bathroom Exhaust Fans |  | Panasonic Eco Systems North America | Panasonic | FV0810VSSL1 |  | 0 |  | 4" | Horizontal Exhaust | 30 CFM | 0.375 | 30 |  | 9 |  | Yes | Yes | Yes | Yes | Yes | Yes | 1006549
| Bathroom Exhaust Fans |  | Panasonic Eco Systems North America | Panasonic | FV0810VSSL1 |  | 0 |  | 4" | Horizontal Exhaust | 50 CFM | 0.375 | 52 |  | 12 |  | Yes | Yes | Yes | Yes | Yes | Yes | 1006549
| Bathroom Exhaust Fans |  | Panasonic Eco Systems North America | Panasonic | FV0810VSSL1 |  | 0 |  | 4" | Horizontal Exhaust | 80 CFM | 0.1 | 80 | 0.4 | 8.5 |  | Yes | Yes | Yes | Yes | Yes | Yes | 1006549
| Bathroom Exhaust Fans |  | Panasonic Eco Systems North America | Panasonic | FV0810VSSL1 |  | 0 |  | 4" | Horizontal Exhaust | 80 CFM | 0.25 | 81 | 0.8 | 13.2 |  | Yes | Yes | Yes | Yes | Yes | Yes | 1006549
| Bathroom Exhaust Fans |  | Panasonic Eco Systems North America | Panasonic | FV0810VSSL1 |  | 0 |  | 4" | Horizontal Exhaust | 70 CFM | 0.1 | 70 | <0.3 | 6.5 |  | Yes | Yes | Yes | Yes | Yes | Yes | 1006549
| Bathroom Exhaust Fans |  | Panasonic Eco Systems North America | Panasonic | FV0810VSSL1 |  | 0 |  | 4" | Horizontal Exhaust | 70 CFM | 0.25 | 72 | 0.6 | 10.8 |  | Yes | Yes | Yes | Yes | Yes | Yes | 1006549
| Bathroom Exhaust Fans |  | Panasonic Eco Systems North America | Panasonic | FV0810VSSL1 |  | 0 |  | 4" | Horizontal Exhaust | 60 CFM | 0.1 | 60 | <0.3 | 5.3 |  | Yes | Yes | Yes | Yes | Yes | Yes | 1006549
| Bathroom Exhaust Fans |  | Panasonic Eco Systems North America | Panasonic | FV0810VSSL1 |  | 0 |  | 4" | Horizontal Exhaust | 60 CFM | 0.25 | 64 | 0.6 | 9.3 |  | Yes | Yes | Yes | Yes | Yes | Yes | 1006549
| Bathroom Exhaust Fans |  | Panasonic Eco Systems North America | Panasonic | FV0810VSSL1 |  | 0 |  | 4" | Horizontal Exhaust | 50 CFM | 0.1 | 50 | <0.3 | 4.5 |  | Yes | Yes | Yes | Yes | Yes | Yes | 1006549
| Bathroom Exhaust Fans |  | Panasonic Eco Systems North America | Panasonic | FV0810VSSL1 |  | 0 |  | 4" | Horizontal Exhaust | 50 CFM | 0.25 | 52 | 0.5 | 7.7 |  | Yes | Yes | Yes | Yes | Yes | Yes | 1006549
| Bathroom Exhaust Fans |  | Panasonic Eco Systems North America | Panasonic | FV0810VSSL1 |  | 0 |  | 4" | Horizontal Exhaust | 40 CFM | 0.1 | 40 | <0.3 | 3.8 |  | Yes | Yes | Yes | Yes | Yes | Yes | 1006549
| Bathroom Exhaust Fans |  | Panasonic Eco Systems North America | Panasonic | FV0810VSSL1 |  | 0 |  | 4" | Horizontal Exhaust | 40 CFM | 0.25 | 41 | 0.5 | 6.7 |  | Yes | Yes | Yes | Yes | Yes | Yes | 1006549
| Bathroom Exhaust Fans |  | Panasonic Eco Systems North America | Panasonic | FV0810VSSL1 |  | 0 |  | 4" | Horizontal Exhaust | 30 CFM | 0.1 | 30 | <0.3 | 3.4 |  | Yes | Yes | Yes | Yes | Yes | Yes | 1006549
| Bathroom Exhaust Fans |  | Panasonic Eco Systems North America | Panasonic | FV0810VSSL1 |  | 0 |  | 4" | Horizontal Exhaust | 30 CFM | 0.25 | 31 | 0.5 | 6 |  | Yes | Yes | Yes | Yes | Yes | Yes | 1006549
| Bathroom Exhaust Fans |  | Panasonic Eco Systems North America | Panasonic | FV0810VSSL1 |  | 0 |  | 4" | Horizontal Exhaust | 100 CFM | 0.375 | 83 |  | 18 |  | Yes | Yes | Yes | Yes | Yes | Yes | 1006549
| Bathroom Exhaust Fans |  | Panasonic Eco Systems North America | Panasonic | FV0810VSSL1 |  | 0 |  | 4" | Horizontal Exhaust | 100 CFM | 0.1 | 100 | 0.9 | 13.4 |  | Yes | Yes | Yes | Yes | Yes | Yes | 1006549
| Bathroom Exhaust Fans |  | Panasonic Eco Systems North America | Panasonic | FV0810VSSL1 |  | 0 |  | 4" | Horizontal Exhaust | 100 CFM | 0.25 | 101 | 1.3 | 18.5 |  | Yes | Yes | Yes | Yes | Yes | Yes | 1006549
| Bathroom Exhaust Fans |  | Panasonic Eco Systems North America | Panasonic | FV0810VSSL1 |  | 0 |  | 4" | Horizontal Exhaust | 70 CFM | 0.375 | 70 |  | 15 |  | Yes | Yes | Yes | Yes | Yes | Yes | 1006549
| Bathroom Exhaust Fans |  | Panasonic Eco Systems North America | Panasonic | FV0810VSSL1 |  | 0 |  | 4" | Horizontal Exhaust | 60 CFM | 0.375 | 65 |  | 13 |  | Yes | Yes | Yes | Yes | Yes | Yes | 1006549
| Bathroom Exhaust Fans |  | Panasonic Eco Systems North America | Panasonic | FV0810VSSL1 |  | 0 |  | 4" | Horizontal Exhaust | 40 CFM | 0.375 | 42 |  | 10 |  | Yes | Yes | Yes | Yes | Yes | Yes | 1006549
| Bathroom Exhaust Fans |  | Panasonic Eco Systems North America | Panasonic | FV0810VSSL1 |  | 0 |  | 4" | Horizontal Exhaust | 80 CFM | 0.375 | 75 |  | 16.2 |  | Yes | Yes | Yes | Yes | Yes | Yes | 1006549
| Bathroom Exhaust Fans |  | Delta Electronics Inc. | Delta | GBR100 |  | 0 |  | 4" | Horizontal | HS | 0.1 | 100 | 1.4 | 12.6 | 7.9 | Yes | Yes | Yes | Yes | Yes | Yes | 1005643
| Bathroom Exhaust Fans |  | Delta Electronics Inc. | Delta | GBR100 |  | 0 |  | 4" | Horizontal | HS | 0.25 | 77 | 1.5 | 13.5 | 5.7 | Yes | Yes | Yes | Yes | Yes | Yes | 1005643
| Bathroom Exhaust Fans |  | Delta Electronics Inc. | Delta | GBR100H |  | 0 |  | 4" | Horizontal | LS | 0.25 | 42 | 0.7 | 6.3 | 6.6 | Yes | Yes | Yes | Yes | Yes | Yes | 1005666
| Bathroom Exhaust Fans |  | Delta Electronics Inc. | Delta | GBR100H |  | 0 |  | 4" | Horizontal | LS | 0.1 | 60 | 0.5 | 4.9 | 12.2 | Yes | Yes | Yes | Yes | Yes | Yes | 1005666
| Bathroom Exhaust Fans |  | Delta Electronics Inc. | Delta | GBR100H |  | 0 |  | 4" | Horizontal | HS | 0.25 | 77 | 1.5 | 13.5 | 5.7 | Yes | Yes | Yes | Yes | Yes | Yes | 1005666
| Bathroom Exhaust Fans |  | Delta Electronics Inc. | Delta | GBR100H |  | 0 |  | 4" | Horizontal | HS | 0.1 | 100 | 1.4 | 12.6 | 7.9 | Yes | Yes | Yes | Yes | Yes | Yes | 1005666
| Bathroom Exhaust Fans |  | Delta Electronics Inc. | Delta | GBR100LED |  | 0 |  | 4" | Horizontal | 100 CFM | 0.1 | 100 | 1.5 | 13.6 | 7.3 | Yes | Yes | Yes | Yes | Yes | Yes | 1006419
| Bathroom Exhaust Fans |  | Delta Electronics Inc. | Delta | GBR100LED |  | 0 |  | 4" | Horizontal | 100 CFM | 0.25 | 72 | 1.5 | 11.6 | 6.2 | Yes | Yes | Yes | Yes | Yes | Yes | 1006419
| Bathroom Exhaust Fans |  | Delta Electronics Inc. | Delta | GBR100LED-DECOR |  | 0 |  | 4" | Horizontal | HS | 0.1 | 100 | 1.5 | 13 | 7.6 | Yes | Yes | Yes | Yes | Yes | Yes | 1004512
| Bathroom Exhaust Fans |  | Delta Electronics Inc. | Delta | GBR100LED-DECOR |  | 0 |  | 4" | Horizontal | HS | 0.25 | 72 | 2 | 12.5 | 5.7 | Yes | Yes | Yes | Yes | Yes | Yes | 1004512
| Bathroom Exhaust Fans |  | Delta Electronics Inc. | Delta | GBR80 |  | 0 |  | 4" | Horizontal | HS | 0.1 | 80 | 0.8 | 10.5 | 7.6 | Yes | Yes | Yes | Yes | Yes | Yes | 1004533
| Bathroom Exhaust Fans |  | Delta Electronics Inc. | Delta | GBR80 |  | 0 |  | 4" | Horizontal | HS | 0.25 | 64 | 1.5 | 12.5 | 5.1 | Yes | Yes | Yes | Yes | Yes | Yes | 1004533
| Bathroom Exhaust Fans |  | Delta Electronics Inc. | Delta | GBR80H |  | 0 |  | 4" | Horizontal | HS | 0.1 | 80 | 0.8 | 9.7 | 8.2 | Yes | Yes | Yes | Yes | Yes | Yes | 1005082
| Bathroom Exhaust Fans |  | Delta Electronics Inc. | Delta | GBR80H |  | 0 |  | 4" | Horizontal | HS | 0.25 | 64 | 1.5 | 11.8 | 5.4 | Yes | Yes | Yes | Yes | Yes | Yes | 1005082
| Bathroom Exhaust Fans |  | Delta Electronics Inc. | Delta | GBR80H |  | 0 |  | 4" | Horizontal | LS | 0.1 | 50 | <0.3 | 4 | 12.5 | Yes | Yes | Yes | Yes | Yes | Yes | 1005082
| Bathroom Exhaust Fans |  | Delta Electronics Inc. | Delta | GBR80H |  | 0 |  | 4" | Horizontal | LS | 0.25 | 35 | 1 | 6 | 5.8 | Yes | Yes | Yes | Yes | Yes | Yes | 1005082
| Bathroom Exhaust Fans |  | Delta Electronics Inc. | Delta | GBR80HLED |  | 0 |  | 4" | Horizontal | 80 CFM | 0.1 | 80 | 0.8 | 11 | 7.2 | Yes | Yes | Yes | Yes | Yes | Yes | 1006863
| Bathroom Exhaust Fans |  | Delta Electronics Inc. | Delta | GBR80HLED |  | 0 |  | 4" | Horizontal | 80 CFM | 0.25 | 63 | 1.5 | 13 | 4.8 | Yes | Yes | Yes | Yes | Yes | Yes | 1006863
| Bathroom Exhaust Fans |  | Delta Electronics Inc. | Delta | GBR80HLED |  | 0 |  | 4" | Horizontal | 50 CFM | 0.1 | 50 | 0.5 | 4.4 | 11.3 | Yes | Yes | Yes | Yes | Yes | Yes | 1006863
| Bathroom Exhaust Fans |  | Delta Electronics Inc. | Delta | GBR80HLED |  | 0 |  | 4" | Horizontal | 50 CFM | 0.25 | 33 | 1 | 6 | 5.5 | Yes | Yes | Yes | Yes | Yes | Yes | 1006863
| Bathroom Exhaust Fans |  | Delta Electronics Inc. | Delta | GBR80LED |  | 0 |  | 4" | Horizontal | 80 CFM | 0.1 | 80 | 0.8 | 11 | 7.2 | Yes | Yes | Yes | Yes | Yes | Yes | 1006864
| Bathroom Exhaust Fans |  | Delta Electronics Inc. | Delta | GBR80LED |  | 0 |  | 4" | Horizontal | 80 CFM | 0.25 | 63 | 1.5 | 13 | 4.8 | Yes | Yes | Yes | Yes | Yes | Yes | 1006864
| Kitchen Range Hoods |  | Broan-NuTone LLC | Broan | GLA1243SS | 24 | 0 |  | 7" | Vertical | HS | 0.25 | 140 |  |  |  | Yes | N/A | N/A | N/A | N/A | N/A | 4508455
| Kitchen Range Hoods |  | Broan-NuTone LLC | Broan | GLA1243SS | 24 | 0 |  | 7" | Vertical | WS | 0.035 | 150 | 2 | 33.3 |  | Yes | N/A | N/A | N/A | N/A | N/A | 4508455
| Kitchen Range Hoods |  | Broan-NuTone LLC | Broan | GLA1243SS | 24 | 0 |  | 3 1/4" x 10" | Horizontal | HS | 0.25 | 160 |  |  |  | Yes | N/A | N/A | N/A | N/A | N/A | 4508455
| Kitchen Range Hoods |  | Broan-NuTone LLC | Broan | GLA1243SS | 24 | 0 |  | 3 1/4" x 10" | Horizontal | WS | 0.023 | 110 | 2 | 33.4 |  | Yes | N/A | N/A | N/A | N/A | N/A | 4508455
| Kitchen Range Hoods |  | Broan-NuTone LLC | Broan | GLA1243SS | 24 | 0 |  | 3 1/4" x 10" | Vertical | HS | 0.25 | 160 |  |  |  | Yes | N/A | N/A | N/A | N/A | N/A | 4508455
| Kitchen Range Hoods |  | Broan-NuTone LLC | Broan | GLA1243SS | 24 | 0 |  | 3 1/4" x 10" | Vertical | WS | 0.03 | 130 | 1.5 | 33.4 |  | Yes | N/A | N/A | N/A | N/A | N/A | 4508455
| Kitchen Range Hoods |  | Broan-NuTone LLC | Broan | GLA1243SS | 24 | 0 |  | 3 1/4" x 10" | Horizontal | HS | 0.1 | 240 | 7 | 81 |  | Yes | N/A | N/A | N/A | N/A | N/A | 4508455
| Kitchen Range Hoods |  | Broan-NuTone LLC | Broan | GLA1243SS | 24 | 0 |  | 7" | Vertical | HS | 0.1 | 250 | 6 | 80.1 |  | Yes | N/A | N/A | N/A | N/A | N/A | 4508455
| Kitchen Range Hoods |  | Broan-NuTone LLC | Broan | GLA1243SS | 24 | 0 |  | 3 1/4" x 10" | Vertical | HS | 0.1 | 240 | 6.5 | 80.5 |  | Yes | N/A | N/A | N/A | N/A | N/A | 4508455
| Kitchen Range Hoods | Undercabinet | Broan-NuTone LLC | Broan | GLA1243WW | 24 | 0 |  | 7" | Vertical | HS | 0.25 | 140 |  |  |  | Yes | N/A | N/A | N/A | N/A | N/A | 4508456
| Kitchen Range Hoods | Undercabinet | Broan-NuTone LLC | Broan | GLA1243WW | 24 | 0 |  | 7" | Vertical | WS | 0.035 | 150 | 2 | 33.3 |  | Yes | N/A | N/A | N/A | N/A | N/A | 4508456
| Kitchen Range Hoods | Undercabinet | Broan-NuTone LLC | Broan | GLA1243WW | 24 | 0 |  | 3 1/4" x 10" | Horizontal | HS | 0.25 | 160 |  |  |  | Yes | N/A | N/A | N/A | N/A | N/A | 4508456
| Kitchen Range Hoods | Undercabinet | Broan-NuTone LLC | Broan | GLA1243WW | 24 | 0 |  | 3 1/4" x 10" | Horizontal | WS | 0.023 | 110 | 2 | 33.4 |  | Yes | N/A | N/A | N/A | N/A | N/A | 4508456
| Kitchen Range Hoods | Undercabinet | Broan-NuTone LLC | Broan | GLA1243WW | 24 | 0 |  | 3 1/4" x 10" | Vertical | HS | 0.25 | 160 |  |  |  | Yes | N/A | N/A | N/A | N/A | N/A | 4508456
| Kitchen Range Hoods | Undercabinet | Broan-NuTone LLC | Broan | GLA1243WW | 24 | 0 |  | 3 1/4" x 10" | Vertical | WS | 0.03 | 130 | 1.5 | 33.4 |  | Yes | N/A | N/A | N/A | N/A | N/A | 4508456
| Kitchen Range Hoods | Undercabinet | Broan-NuTone LLC | Broan | GLA1243WW | 24 | 0 |  | 3 1/4" x 10" | Horizontal | HS | 0.1 | 240 | 7 | 81 |  | Yes | N/A | N/A | N/A | N/A | N/A | 4508456
| Kitchen Range Hoods | Undercabinet | Broan-NuTone LLC | Broan | GLA1243WW | 24 | 0 |  | 7" | Vertical | HS | 0.1 | 250 | 6 | 80.1 |  | Yes | N/A | N/A | N/A | N/A | N/A | 4508456
| Kitchen Range Hoods | Undercabinet | Broan-NuTone LLC | Broan | GLA1243WW | 24 | 0 |  | 3 1/4" x 10" | Vertical | HS | 0.1 | 240 | 6.5 | 80.5 |  | Yes | N/A | N/A | N/A | N/A | N/A | 4508456
| Kitchen Range Hoods | Undercabinet | Broan-NuTone LLC | Broan | GLA1303BL | 30 | 0 |  | 7" | Vertical | WS | 0.035 | 150 | 2 | 33.3 |  | Yes | N/A | N/A | N/A | N/A | N/A | 4508371
| Kitchen Range Hoods | Undercabinet | Broan-NuTone LLC | Broan | GLA1303BL | 30 | 0 |  | 7" | Vertical | HS | 0.25 | 140 |  |  |  | Yes | N/A | N/A | N/A | N/A | N/A | 4508371
| Kitchen Range Hoods | Undercabinet | Broan-NuTone LLC | Broan | GLA1303BL | 30 | 0 |  | 7" | Vertical | HS | 0.1 | 250 | 6 | 80.1 |  | Yes | N/A | N/A | N/A | N/A | N/A | 4508371
| Kitchen Range Hoods | Undercabinet | Broan-NuTone LLC | Broan | GLA1303BL | 30 | 0 |  | 3 1/4" x 10" | Vertical | WS | 0.03 | 130 | 1.5 | 33.4 |  | Yes | N/A | N/A | N/A | N/A | N/A | 4508371
| Kitchen Range Hoods | Undercabinet | Broan-NuTone LLC | Broan | GLA1303BL | 30 | 0 |  | 3 1/4" x 10" | Vertical | HS | 0.25 | 160 |  |  |  | Yes | N/A | N/A | N/A | N/A | N/A | 4508371
| Kitchen Range Hoods | Undercabinet | Broan-NuTone LLC | Broan | GLA1303BL | 30 | 0 |  | 3 1/4" x 10" | Vertical | HS | 0.1 | 240 | 6.5 | 80.5 |  | Yes | N/A | N/A | N/A | N/A | N/A | 4508371
| Kitchen Range Hoods | Undercabinet | Broan-NuTone LLC | Broan | GLA1303BL | 30 | 0 |  | 3 1/4" x 10" | Horizontal | WS | 0.023 | 110 | 2 | 33.4 |  | Yes | N/A | N/A | N/A | N/A | N/A | 4508371
| Kitchen Range Hoods | Undercabinet | Broan-NuTone LLC | Broan | GLA1303BL | 30 | 0 |  | 3 1/4" x 10" | Horizontal | HS | 0.25 | 160 |  |  |  | Yes | N/A | N/A | N/A | N/A | N/A | 4508371
| Kitchen Range Hoods | Undercabinet | Broan-NuTone LLC | Broan | GLA1303BL | 30 | 0 |  | 3 1/4" x 10" | Horizontal | HS | 0.1 | 240 | 7 | 81 |  | Yes | N/A | N/A | N/A | N/A | N/A | 4508371
| Kitchen Range Hoods | Undercabinet | Broan-NuTone LLC | Broan | GLA1303SS | 30 | 0 |  | 7" | Vertical | WS | 0.035 | 150 | 2 | 33.3 |  | Yes | N/A | N/A | N/A | N/A | N/A | 4508372
| Kitchen Range Hoods | Undercabinet | Broan-NuTone LLC | Broan | GLA1303SS | 30 | 0 |  | 7" | Vertical | HS | 0.25 | 140 |  |  |  | Yes | N/A | N/A | N/A | N/A | N/A | 4508372
| Kitchen Range Hoods | Undercabinet | Broan-NuTone LLC | Broan | GLA1303SS | 30 | 0 |  | 7" | Vertical | HS | 0.1 | 250 | 6 | 80.1 |  | Yes | N/A | N/A | N/A | N/A | N/A | 4508372
| Kitchen Range Hoods | Undercabinet | Broan-NuTone LLC | Broan | GLA1303SS | 30 | 0 |  | 3 1/4" x 10" | Vertical | WS | 0.03 | 130 | 1.5 | 33.4 |  | Yes | N/A | N/A | N/A | N/A | N/A | 4508372
| Kitchen Range Hoods | Undercabinet | Broan-NuTone LLC | Broan | GLA1303SS | 30 | 0 |  | 3 1/4" x 10" | Vertical | HS | 0.25 | 160 |  |  |  | Yes | N/A | N/A | N/A | N/A | N/A | 4508372
| Kitchen Range Hoods | Undercabinet | Broan-NuTone LLC | Broan | GLA1303SS | 30 | 0 |  | 3 1/4" x 10" | Vertical | HS | 0.1 | 240 | 6.5 | 80.5 |  | Yes | N/A | N/A | N/A | N/A | N/A | 4508372
| Kitchen Range Hoods | Undercabinet | Broan-NuTone LLC | Broan | GLA1303SS | 30 | 0 |  | 3 1/4" x 10" | Horizontal | WS | 0.023 | 110 | 2 | 33.4 |  | Yes | N/A | N/A | N/A | N/A | N/A | 4508372
| Kitchen Range Hoods | Undercabinet | Broan-NuTone LLC | Broan | GLA1303SS | 30 | 0 |  | 3 1/4" x 10" | Horizontal | HS | 0.25 | 160 |  |  |  | Yes | N/A | N/A | N/A | N/A | N/A | 4508372
| Kitchen Range Hoods | Undercabinet | Broan-NuTone LLC | Broan | GLA1303SS | 30 | 0 |  | 3 1/4" x 10" | Horizontal | HS | 0.1 | 240 | 7 | 81 |  | Yes | N/A | N/A | N/A | N/A | N/A | 4508372
| Kitchen Range Hoods | Undercabinet | Broan-NuTone LLC | Broan | GLA1303WW | 30 | 0 |  | 7" | Vertical | WS | 0.035 | 150 | 2 | 33.3 |  | Yes | N/A | N/A | N/A | N/A | N/A | 4508373
| Kitchen Range Hoods | Undercabinet | Broan-NuTone LLC | Broan | GLA1303WW | 30 | 0 |  | 7" | Vertical | HS | 0.25 | 140 |  |  |  | Yes | N/A | N/A | N/A | N/A | N/A | 4508373
| Kitchen Range Hoods | Undercabinet | Broan-NuTone LLC | Broan | GLA1303WW | 30 | 0 |  | 7" | Vertical | HS | 0.1 | 250 | 6 | 80.1 |  | Yes | N/A | N/A | N/A | N/A | N/A | 4508373
| Kitchen Range Hoods | Undercabinet | Broan-NuTone LLC | Broan | GLA1303WW | 30 | 0 |  | 3 1/4" x 10" | Vertical | WS | 0.03 | 130 | 1.5 | 33.4 |  | Yes | N/A | N/A | N/A | N/A | N/A | 4508373
| Kitchen Range Hoods | Undercabinet | Broan-NuTone LLC | Broan | GLA1303WW | 30 | 0 |  | 3 1/4" x 10" | Vertical | HS | 0.25 | 160 |  |  |  | Yes | N/A | N/A | N/A | N/A | N/A | 4508373
| Kitchen Range Hoods | Undercabinet | Broan-NuTone LLC | Broan | GLA1303WW | 30 | 0 |  | 3 1/4" x 10" | Vertical | HS | 0.1 | 240 | 6.5 | 80.5 |  | Yes | N/A | N/A | N/A | N/A | N/A | 4508373
| Kitchen Range Hoods | Undercabinet | Broan-NuTone LLC | Broan | GLA1303WW | 30 | 0 |  | 3 1/4" x 10" | Horizontal | WS | 0.023 | 110 | 2 | 33.4 |  | Yes | N/A | N/A | N/A | N/A | N/A | 4508373
| Kitchen Range Hoods | Undercabinet | Broan-NuTone LLC | Broan | GLA1303WW | 30 | 0 |  | 3 1/4" x 10" | Horizontal | HS | 0.25 | 160 |  |  |  | Yes | N/A | N/A | N/A | N/A | N/A | 4508373
| Kitchen Range Hoods | Undercabinet | Broan-NuTone LLC | Broan | GLA1303WW | 30 | 0 |  | 3 1/4" x 10" | Horizontal | HS | 0.1 | 240 | 7 | 81 |  | Yes | N/A | N/A | N/A | N/A | N/A | 4508373
| Kitchen Range Hoods | Undercabinet | Broan-NuTone LLC | Broan | GLA1363BL | 36 | 0 |  | 7" | Vertical | HS | 0.25 | 140 |  |  |  | Yes | N/A | N/A | N/A | N/A | N/A | 4508457
| Kitchen Range Hoods | Undercabinet | Broan-NuTone LLC | Broan | GLA1363BL | 36 | 0 |  | 7" | Vertical | WS | 0.035 | 150 | 2 | 33.3 |  | Yes | N/A | N/A | N/A | N/A | N/A | 4508457
| Kitchen Range Hoods | Undercabinet | Broan-NuTone LLC | Broan | GLA1363BL | 36 | 0 |  | 3 1/4" x 10" | Horizontal | HS | 0.25 | 160 |  |  |  | Yes | N/A | N/A | N/A | N/A | N/A | 4508457
| Kitchen Range Hoods | Undercabinet | Broan-NuTone LLC | Broan | GLA1363BL | 36 | 0 |  | 3 1/4" x 10" | Horizontal | WS | 0.023 | 110 | 2 | 33.4 |  | Yes | N/A | N/A | N/A | N/A | N/A | 4508457
| Kitchen Range Hoods | Undercabinet | Broan-NuTone LLC | Broan | GLA1363BL | 36 | 0 |  | 3 1/4" x 10" | Vertical | HS | 0.25 | 160 |  |  |  | Yes | N/A | N/A | N/A | N/A | N/A | 4508457
| Kitchen Range Hoods | Undercabinet | Broan-NuTone LLC | Broan | GLA1363BL | 36 | 0 |  | 3 1/4" x 10" | Vertical | WS | 0.03 | 130 | 1.5 | 33.4 |  | Yes | N/A | N/A | N/A | N/A | N/A | 4508457
| Kitchen Range Hoods | Undercabinet | Broan-NuTone LLC | Broan | GLA1363BL | 36 | 0 |  | 3 1/4" x 10" | Horizontal | HS | 0.1 | 240 | 7 | 81 |  | Yes | N/A | N/A | N/A | N/A | N/A | 4508457
| Kitchen Range Hoods | Undercabinet | Broan-NuTone LLC | Broan | GLA1363BL | 36 | 0 |  | 7" | Vertical | HS | 0.1 | 250 | 6 | 80.1 |  | Yes | N/A | N/A | N/A | N/A | N/A | 4508457
| Kitchen Range Hoods | Undercabinet | Broan-NuTone LLC | Broan | GLA1363BL | 36 | 0 |  | 3 1/4" x 10" | Vertical | HS | 0.1 | 240 | 6.5 | 80.5 |  | Yes | N/A | N/A | N/A | N/A | N/A | 4508457
| Kitchen Range Hoods | Undercabinet | Broan-NuTone LLC | Broan | GLA1363SS | 36 | 0 |  | 7" | Vertical | HS | 0.25 | 140 |  |  |  | Yes | N/A | N/A | N/A | N/A | N/A | 4508458
| Kitchen Range Hoods | Undercabinet | Broan-NuTone LLC | Broan | GLA1363SS | 36 | 0 |  | 7" | Vertical | WS | 0.035 | 150 | 2 | 33.3 |  | Yes | N/A | N/A | N/A | N/A | N/A | 4508458
| Kitchen Range Hoods | Undercabinet | Broan-NuTone LLC | Broan | GLA1363SS | 36 | 0 |  | 3 1/4" x 10" | Horizontal | HS | 0.25 | 160 |  |  |  | Yes | N/A | N/A | N/A | N/A | N/A | 4508458
| Kitchen Range Hoods | Undercabinet | Broan-NuTone LLC | Broan | GLA1363SS | 36 | 0 |  | 3 1/4" x 10" | Horizontal | WS | 0.023 | 110 | 2 | 33.4 |  | Yes | N/A | N/A | N/A | N/A | N/A | 4508458
| Kitchen Range Hoods | Undercabinet | Broan-NuTone LLC | Broan | GLA1363SS | 36 | 0 |  | 3 1/4" x 10" | Vertical | HS | 0.25 | 160 |  |  |  | Yes | N/A | N/A | N/A | N/A | N/A | 4508458
| Kitchen Range Hoods | Undercabinet | Broan-NuTone LLC | Broan | GLA1363SS | 36 | 0 |  | 3 1/4" x 10" | Vertical | WS | 0.03 | 130 | 1.5 | 33.4 |  | Yes | N/A | N/A | N/A | N/A | N/A | 4508458
| Kitchen Range Hoods | Undercabinet | Broan-NuTone LLC | Broan | GLA1363SS | 36 | 0 |  | 3 1/4" x 10" | Horizontal | HS | 0.1 | 240 | 7 | 81 |  | Yes | N/A | N/A | N/A | N/A | N/A | 4508458
| Kitchen Range Hoods | Undercabinet | Broan-NuTone LLC | Broan | GLA1363SS | 36 | 0 |  | 7" | Vertical | HS | 0.1 | 250 | 6 | 80.1 |  | Yes | N/A | N/A | N/A | N/A | N/A | 4508458
| Kitchen Range Hoods | Undercabinet | Broan-NuTone LLC | Broan | GLA1363SS | 36 | 0 |  | 3 1/4" x 10" | Vertical | HS | 0.1 | 240 | 6.5 | 80.5 |  | Yes | N/A | N/A | N/A | N/A | N/A | 4508458
| Kitchen Range Hoods | Undercabinet | Broan-NuTone LLC | Broan | GLA1363WW | 36 | 0 |  | 7" | Vertical | HS | 0.25 | 140 |  |  |  | Yes | N/A | N/A | N/A | N/A | N/A | 4508459
| Kitchen Range Hoods | Undercabinet | Broan-NuTone LLC | Broan | GLA1363WW | 36 | 0 |  | 7" | Vertical | WS | 0.035 | 150 | 2 | 33.3 |  | Yes | N/A | N/A | N/A | N/A | N/A | 4508459
| Kitchen Range Hoods | Undercabinet | Broan-NuTone LLC | Broan | GLA1363WW | 36 | 0 |  | 3 1/4" x 10" | Horizontal | HS | 0.25 | 160 |  |  |  | Yes | N/A | N/A | N/A | N/A | N/A | 4508459
| Kitchen Range Hoods | Undercabinet | Broan-NuTone LLC | Broan | GLA1363WW | 36 | 0 |  | 3 1/4" x 10" | Horizontal | WS | 0.023 | 110 | 2 | 33.4 |  | Yes | N/A | N/A | N/A | N/A | N/A | 4508459
| Kitchen Range Hoods | Undercabinet | Broan-NuTone LLC | Broan | GLA1363WW | 36 | 0 |  | 3 1/4" x 10" | Vertical | HS | 0.25 | 160 |  |  |  | Yes | N/A | N/A | N/A | N/A | N/A | 4508459
| Kitchen Range Hoods | Undercabinet | Broan-NuTone LLC | Broan | GLA1363WW | 36 | 0 |  | 3 1/4" x 10" | Vertical | WS | 0.03 | 130 | 1.5 | 33.4 |  | Yes | N/A | N/A | N/A | N/A | N/A | 4508459
| Kitchen Range Hoods | Undercabinet | Broan-NuTone LLC | Broan | GLA1363WW | 36 | 0 |  | 3 1/4" x 10" | Horizontal | HS | 0.1 | 240 | 7 | 81 |  | Yes | N/A | N/A | N/A | N/A | N/A | 4508459
| Kitchen Range Hoods | Undercabinet | Broan-NuTone LLC | Broan | GLA1363WW | 36 | 0 |  | 7" | Vertical | HS | 0.1 | 250 | 6 | 80.1 |  | Yes | N/A | N/A | N/A | N/A | N/A | 4508459
| Kitchen Range Hoods | Undercabinet | Broan-NuTone LLC | Broan | GLA1363WW | 36 | 0 |  | 3 1/4" x 10" | Vertical | HS | 0.1 | 240 | 6.5 | 80.5 |  | Yes | N/A | N/A | N/A | N/A | N/A | 4508459
| Kitchen Range Hoods | Undercabinet | Broan-NuTone LLC | Broan | GLA1423BL | 42 | 0 |  | 7" | Vertical | HS | 0.25 | 140 |  |  |  | Yes | N/A | N/A | N/A | N/A | N/A | 4508460
| Kitchen Range Hoods | Undercabinet | Broan-NuTone LLC | Broan | GLA1423BL | 42 | 0 |  | 7" | Vertical | WS | 0.035 | 150 | 2 | 33.3 |  | Yes | N/A | N/A | N/A | N/A | N/A | 4508460
| Kitchen Range Hoods | Undercabinet | Broan-NuTone LLC | Broan | GLA1423BL | 42 | 0 |  | 3 1/4" x 10" | Horizontal | HS | 0.25 | 160 |  |  |  | Yes | N/A | N/A | N/A | N/A | N/A | 4508460
| Kitchen Range Hoods | Undercabinet | Broan-NuTone LLC | Broan | GLA1423BL | 42 | 0 |  | 3 1/4" x 10" | Horizontal | WS | 0.023 | 110 | 2 | 33.4 |  | Yes | N/A | N/A | N/A | N/A | N/A | 4508460
| Kitchen Range Hoods | Undercabinet | Broan-NuTone LLC | Broan | GLA1423BL | 42 | 0 |  | 3 1/4" x 10" | Vertical | HS | 0.25 | 160 |  |  |  | Yes | N/A | N/A | N/A | N/A | N/A | 4508460
| Kitchen Range Hoods | Undercabinet | Broan-NuTone LLC | Broan | GLA1423BL | 42 | 0 |  | 3 1/4" x 10" | Vertical | WS | 0.03 | 130 | 1.5 | 33.4 |  | Yes | N/A | N/A | N/A | N/A | N/A | 4508460
| Kitchen Range Hoods | Undercabinet | Broan-NuTone LLC | Broan | GLA1423BL | 42 | 0 |  | 3 1/4" x 10" | Horizontal | HS | 0.1 | 240 | 7 | 81 |  | Yes | N/A | N/A | N/A | N/A | N/A | 4508460
| Kitchen Range Hoods | Undercabinet | Broan-NuTone LLC | Broan | GLA1423BL | 42 | 0 |  | 7" | Vertical | HS | 0.1 | 250 | 6 | 80.1 |  | Yes | N/A | N/A | N/A | N/A | N/A | 4508460
| Kitchen Range Hoods | Undercabinet | Broan-NuTone LLC | Broan | GLA1423BL | 42 | 0 |  | 3 1/4" x 10" | Vertical | HS | 0.1 | 240 | 6.5 | 80.5 |  | Yes | N/A | N/A | N/A | N/A | N/A | 4508460
| Kitchen Range Hoods | Undercabinet | Broan-NuTone LLC | Broan | GLA1423SS | 42 | 0 |  | 7" | Vertical | HS | 0.25 | 140 |  |  |  | Yes | N/A | N/A | N/A | N/A | N/A | 4508461
| Kitchen Range Hoods | Undercabinet | Broan-NuTone LLC | Broan | GLA1423SS | 42 | 0 |  | 7" | Vertical | WS | 0.035 | 150 | 2 | 33.3 |  | Yes | N/A | N/A | N/A | N/A | N/A | 4508461
| Kitchen Range Hoods | Undercabinet | Broan-NuTone LLC | Broan | GLA1423SS | 42 | 0 |  | 3 1/4" x 10" | Horizontal | HS | 0.25 | 160 |  |  |  | Yes | N/A | N/A | N/A | N/A | N/A | 4508461
| Kitchen Range Hoods | Undercabinet | Broan-NuTone LLC | Broan | GLA1423SS | 42 | 0 |  | 3 1/4" x 10" | Horizontal | WS | 0.023 | 110 | 2 | 33.4 |  | Yes | N/A | N/A | N/A | N/A | N/A | 4508461
| Kitchen Range Hoods | Undercabinet | Broan-NuTone LLC | Broan | GLA1423SS | 42 | 0 |  | 3 1/4" x 10" | Vertical | HS | 0.25 | 160 |  |  |  | Yes | N/A | N/A | N/A | N/A | N/A | 4508461
| Kitchen Range Hoods | Undercabinet | Broan-NuTone LLC | Broan | GLA1423SS | 42 | 0 |  | 3 1/4" x 10" | Vertical | WS | 0.03 | 130 | 1.5 | 33.4 |  | Yes | N/A | N/A | N/A | N/A | N/A | 4508461
| Kitchen Range Hoods | Undercabinet | Broan-NuTone LLC | Broan | GLA1423SS | 42 | 0 |  | 3 1/4" x 10" | Horizontal | HS | 0.1 | 240 | 7 | 81 |  | Yes | N/A | N/A | N/A | N/A | N/A | 4508461
| Kitchen Range Hoods | Undercabinet | Broan-NuTone LLC | Broan | GLA1423SS | 42 | 0 |  | 7" | Vertical | HS | 0.1 | 250 | 6 | 80.1 |  | Yes | N/A | N/A | N/A | N/A | N/A | 4508461
| Kitchen Range Hoods | Undercabinet | Broan-NuTone LLC | Broan | GLA1423SS | 42 | 0 |  | 3 1/4" x 10" | Vertical | HS | 0.1 | 240 | 6.5 | 80.5 |  | Yes | N/A | N/A | N/A | N/A | N/A | 4508461
| Kitchen Range Hoods | Undercabinet | Broan-NuTone LLC | Broan | GLA1423WW | 42 | 0 |  | 7" | Vertical | HS | 0.25 | 140 |  |  |  | Yes | N/A | N/A | N/A | N/A | N/A | 4508462
| Kitchen Range Hoods | Undercabinet | Broan-NuTone LLC | Broan | GLA1423WW | 42 | 0 |  | 7" | Vertical | WS | 0.035 | 150 | 2 | 33.3 |  | Yes | N/A | N/A | N/A | N/A | N/A | 4508462
| Kitchen Range Hoods | Undercabinet | Broan-NuTone LLC | Broan | GLA1423WW | 42 | 0 |  | 3 1/4" x 10" | Horizontal | HS | 0.25 | 160 |  |  |  | Yes | N/A | N/A | N/A | N/A | N/A | 4508462
| Kitchen Range Hoods | Undercabinet | Broan-NuTone LLC | Broan | GLA1423WW | 42 | 0 |  | 3 1/4" x 10" | Horizontal | WS | 0.023 | 110 | 2 | 33.4 |  | Yes | N/A | N/A | N/A | N/A | N/A | 4508462
| Kitchen Range Hoods | Undercabinet | Broan-NuTone LLC | Broan | GLA1423WW | 42 | 0 |  | 3 1/4" x 10" | Vertical | HS | 0.25 | 160 |  |  |  | Yes | N/A | N/A | N/A | N/A | N/A | 4508462
| Kitchen Range Hoods | Undercabinet | Broan-NuTone LLC | Broan | GLA1423WW | 42 | 0 |  | 3 1/4" x 10" | Vertical | WS | 0.03 | 130 | 1.5 | 33.4 |  | Yes | N/A | N/A | N/A | N/A | N/A | 4508462
| Kitchen Range Hoods | Undercabinet | Broan-NuTone LLC | Broan | GLA1423WW | 42 | 0 |  | 3 1/4" x 10" | Horizontal | HS | 0.1 | 240 | 7 | 81 |  | Yes | N/A | N/A | N/A | N/A | N/A | 4508462
| Kitchen Range Hoods | Undercabinet | Broan-NuTone LLC | Broan | GLA1423WW | 42 | 0 |  | 7" | Vertical | HS | 0.1 | 250 | 6 | 80.1 |  | Yes | N/A | N/A | N/A | N/A | N/A | 4508462
| Kitchen Range Hoods | Undercabinet | Broan-NuTone LLC | Broan | GLA1423WW | 42 | 0 |  | 3 1/4" x 10" | Vertical | HS | 0.1 | 240 | 6.5 | 80.5 |  | Yes | N/A | N/A | N/A | N/A | N/A | 4508462
| Kitchen Range Hoods | Undercabinet | Broan-NuTone LLC | Broan | GLA2303BLS | 30 | 0 |  | 7" | Vertical | WS | 0.035 | 150 | 2 | 33.3 |  | Yes | N/A | N/A | N/A | N/A | N/A | 4508374
| Kitchen Range Hoods | Undercabinet | Broan-NuTone LLC | Broan | GLA2303BLS | 30 | 0 |  | 7" | Vertical | HS | 0.25 | 140 |  |  |  | Yes | N/A | N/A | N/A | N/A | N/A | 4508374
| Kitchen Range Hoods | Undercabinet | Broan-NuTone LLC | Broan | GLA2303BLS | 30 | 0 |  | 7" | Vertical | HS | 0.1 | 250 | 6 | 80.1 |  | Yes | N/A | N/A | N/A | N/A | N/A | 4508374
| Kitchen Range Hoods | Undercabinet | Broan-NuTone LLC | Broan | GLA2303BLS | 30 | 0 |  | 3 1/4" x 10" | Vertical | WS | 0.03 | 130 | 1.5 | 33.4 |  | Yes | N/A | N/A | N/A | N/A | N/A | 4508374
| Kitchen Range Hoods | Undercabinet | Broan-NuTone LLC | Broan | GLA2303BLS | 30 | 0 |  | 3 1/4" x 10" | Vertical | HS | 0.25 | 160 |  |  |  | Yes | N/A | N/A | N/A | N/A | N/A | 4508374
| Kitchen Range Hoods | Undercabinet | Broan-NuTone LLC | Broan | GLA2303BLS | 30 | 0 |  | 3 1/4" x 10" | Vertical | HS | 0.1 | 240 | 6.5 | 80.5 |  | Yes | N/A | N/A | N/A | N/A | N/A | 4508374
| Kitchen Range Hoods | Undercabinet | Broan-NuTone LLC | Broan | GLA2303BLS | 30 | 0 |  | 3 1/4" x 10" | Horizontal | WS | 0.023 | 110 | 2 | 33.4 |  | Yes | N/A | N/A | N/A | N/A | N/A | 4508374
| Kitchen Range Hoods | Undercabinet | Broan-NuTone LLC | Broan | GLA2303BLS | 30 | 0 |  | 3 1/4" x 10" | Horizontal | HS | 0.25 | 160 |  |  |  | Yes | N/A | N/A | N/A | N/A | N/A | 4508374
| Kitchen Range Hoods | Undercabinet | Broan-NuTone LLC | Broan | GLA2303BLS | 30 | 0 |  | 3 1/4" x 10" | Horizontal | HS | 0.1 | 240 | 7 | 81 |  | Yes | N/A | N/A | N/A | N/A | N/A | 4508374
| Kitchen Range Hoods | Undercabinet | Broan-NuTone LLC | Broan | GLA2303SS | 30 | 0 |  | 7" | Vertical | WS | 0.035 | 150 | 2 | 33.3 |  | Yes | N/A | N/A | N/A | N/A | N/A | 4508375
| Kitchen Range Hoods | Undercabinet | Broan-NuTone LLC | Broan | GLA2303SS | 30 | 0 |  | 7" | Vertical | HS | 0.25 | 140 |  |  |  | Yes | N/A | N/A | N/A | N/A | N/A | 4508375
| Kitchen Range Hoods | Undercabinet | Broan-NuTone LLC | Broan | GLA2303SS | 30 | 0 |  | 7" | Vertical | HS | 0.1 | 250 | 6 | 80.1 |  | Yes | N/A | N/A | N/A | N/A | N/A | 4508375
| Kitchen Range Hoods | Undercabinet | Broan-NuTone LLC | Broan | GLA2303SS | 30 | 0 |  | 3 1/4" x 10" | Vertical | WS | 0.03 | 130 | 1.5 | 33.4 |  | Yes | N/A | N/A | N/A | N/A | N/A | 4508375
| Kitchen Range Hoods | Undercabinet | Broan-NuTone LLC | Broan | GLA2303SS | 30 | 0 |  | 3 1/4" x 10" | Vertical | HS | 0.25 | 160 |  |  |  | Yes | N/A | N/A | N/A | N/A | N/A | 4508375
| Kitchen Range Hoods | Undercabinet | Broan-NuTone LLC | Broan | GLA2303SS | 30 | 0 |  | 3 1/4" x 10" | Vertical | HS | 0.1 | 240 | 6.5 | 80.5 |  | Yes | N/A | N/A | N/A | N/A | N/A | 4508375
| Kitchen Range Hoods | Undercabinet | Broan-NuTone LLC | Broan | GLA2303SS | 30 | 0 |  | 3 1/4" x 10" | Horizontal | WS | 0.023 | 110 | 2 | 33.4 |  | Yes | N/A | N/A | N/A | N/A | N/A | 4508375
| Kitchen Range Hoods | Undercabinet | Broan-NuTone LLC | Broan | GLA2303SS | 30 | 0 |  | 3 1/4" x 10" | Horizontal | HS | 0.25 | 160 |  |  |  | Yes | N/A | N/A | N/A | N/A | N/A | 4508375
| Kitchen Range Hoods | Undercabinet | Broan-NuTone LLC | Broan | GLA2303SS | 30 | 0 |  | 3 1/4" x 10" | Horizontal | HS | 0.1 | 240 | 7 | 81 |  | Yes | N/A | N/A | N/A | N/A | N/A | 4508375
| Kitchen Range Hoods | Undercabinet | Broan-NuTone LLC | Broan | GLA2303WW | 30 | 0 |  | 7" | Vertical | WS | 0.035 | 150 | 2 | 33.3 |  | Yes | N/A | N/A | N/A | N/A | N/A | 4508376
| Kitchen Range Hoods | Undercabinet | Broan-NuTone LLC | Broan | GLA2303WW | 30 | 0 |  | 7" | Vertical | HS | 0.25 | 140 |  |  |  | Yes | N/A | N/A | N/A | N/A | N/A | 4508376
| Kitchen Range Hoods | Undercabinet | Broan-NuTone LLC | Broan | GLA2303WW | 30 | 0 |  | 7" | Vertical | HS | 0.1 | 250 | 6 | 80.1 |  | Yes | N/A | N/A | N/A | N/A | N/A | 4508376
| Kitchen Range Hoods | Undercabinet | Broan-NuTone LLC | Broan | GLA2303WW | 30 | 0 |  | 3 1/4" x 10" | Vertical | WS | 0.03 | 130 | 1.5 | 33.4 |  | Yes | N/A | N/A | N/A | N/A | N/A | 4508376
| Kitchen Range Hoods | Undercabinet | Broan-NuTone LLC | Broan | GLA2303WW | 30 | 0 |  | 3 1/4" x 10" | Vertical | HS | 0.25 | 160 |  |  |  | Yes | N/A | N/A | N/A | N/A | N/A | 4508376
| Kitchen Range Hoods | Undercabinet | Broan-NuTone LLC | Broan | GLA2303WW | 30 | 0 |  | 3 1/4" x 10" | Vertical | HS | 0.1 | 240 | 6.5 | 80.5 |  | Yes | N/A | N/A | N/A | N/A | N/A | 4508376
| Kitchen Range Hoods | Undercabinet | Broan-NuTone LLC | Broan | GLA2303WW | 30 | 0 |  | 3 1/4" x 10" | Horizontal | WS | 0.023 | 110 | 2 | 33.4 |  | Yes | N/A | N/A | N/A | N/A | N/A | 4508376
| Kitchen Range Hoods | Undercabinet | Broan-NuTone LLC | Broan | GLA2303WW | 30 | 0 |  | 3 1/4" x 10" | Horizontal | HS | 0.25 | 160 |  |  |  | Yes | N/A | N/A | N/A | N/A | N/A | 4508376
| Kitchen Range Hoods | Undercabinet | Broan-NuTone LLC | Broan | GLA2303WW | 30 | 0 |  | 3 1/4" x 10" | Horizontal | HS | 0.1 | 240 | 7 | 81 |  | Yes | N/A | N/A | N/A | N/A | N/A | 4508376
| Kitchen Range Hoods | Undercabinet | Broan-NuTone LLC | Broan | GLA2363BLS | 36 | 0 |  | 7" | Vertical | HS | 0.25 | 140 |  |  |  | Yes | N/A | N/A | N/A | N/A | N/A | 4508463
| Kitchen Range Hoods | Undercabinet | Broan-NuTone LLC | Broan | GLA2363BLS | 36 | 0 |  | 7" | Vertical | WS | 0.035 | 150 | 2 | 33.3 |  | Yes | N/A | N/A | N/A | N/A | N/A | 4508463
| Kitchen Range Hoods | Undercabinet | Broan-NuTone LLC | Broan | GLA2363BLS | 36 | 0 |  | 3 1/4" x 10" | Horizontal | HS | 0.25 | 160 |  |  |  | Yes | N/A | N/A | N/A | N/A | N/A | 4508463
| Kitchen Range Hoods | Undercabinet | Broan-NuTone LLC | Broan | GLA2363BLS | 36 | 0 |  | 3 1/4" x 10" | Horizontal | WS | 0.023 | 110 | 2 | 33.4 |  | Yes | N/A | N/A | N/A | N/A | N/A | 4508463
| Kitchen Range Hoods | Undercabinet | Broan-NuTone LLC | Broan | GLA2363BLS | 36 | 0 |  | 3 1/4" x 10" | Vertical | HS | 0.25 | 160 |  |  |  | Yes | N/A | N/A | N/A | N/A | N/A | 4508463
| Kitchen Range Hoods | Undercabinet | Broan-NuTone LLC | Broan | GLA2363BLS | 36 | 0 |  | 3 1/4" x 10" | Vertical | WS | 0.03 | 130 | 1.5 | 33.4 |  | Yes | N/A | N/A | N/A | N/A | N/A | 4508463
| Kitchen Range Hoods | Undercabinet | Broan-NuTone LLC | Broan | GLA2363BLS | 36 | 0 |  | 3 1/4" x 10" | Horizontal | HS | 0.1 | 240 | 7 | 81 |  | Yes | N/A | N/A | N/A | N/A | N/A | 4508463
| Kitchen Range Hoods | Undercabinet | Broan-NuTone LLC | Broan | GLA2363BLS | 36 | 0 |  | 7" | Vertical | HS | 0.1 | 250 | 6 | 80.1 |  | Yes | N/A | N/A | N/A | N/A | N/A | 4508463
| Kitchen Range Hoods | Undercabinet | Broan-NuTone LLC | Broan | GLA2363BLS | 36 | 0 |  | 3 1/4" x 10" | Vertical | HS | 0.1 | 240 | 6.5 | 80.5 |  | Yes | N/A | N/A | N/A | N/A | N/A | 4508463
| Kitchen Range Hoods | Undercabinet | Broan-NuTone LLC | Broan | GLA2363SS | 36 | 0 |  | 7" | Vertical | HS | 0.25 | 140 |  |  |  | Yes | N/A | N/A | N/A | N/A | N/A | 4508464
| Kitchen Range Hoods | Undercabinet | Broan-NuTone LLC | Broan | GLA2363SS | 36 | 0 |  | 7" | Vertical | WS | 0.035 | 150 | 2 | 33.3 |  | Yes | N/A | N/A | N/A | N/A | N/A | 4508464
| Kitchen Range Hoods | Undercabinet | Broan-NuTone LLC | Broan | GLA2363SS | 36 | 0 |  | 3 1/4" x 10" | Horizontal | HS | 0.25 | 160 |  |  |  | Yes | N/A | N/A | N/A | N/A | N/A | 4508464
| Kitchen Range Hoods | Undercabinet | Broan-NuTone LLC | Broan | GLA2363SS | 36 | 0 |  | 3 1/4" x 10" | Horizontal | WS | 0.023 | 110 | 2 | 33.4 |  | Yes | N/A | N/A | N/A | N/A | N/A | 4508464
| Kitchen Range Hoods | Undercabinet | Broan-NuTone LLC | Broan | GLA2363SS | 36 | 0 |  | 3 1/4" x 10" | Vertical | HS | 0.25 | 160 |  |  |  | Yes | N/A | N/A | N/A | N/A | N/A | 4508464
| Kitchen Range Hoods | Undercabinet | Broan-NuTone LLC | Broan | GLA2363SS | 36 | 0 |  | 3 1/4" x 10" | Vertical | WS | 0.03 | 130 | 1.5 | 33.4 |  | Yes | N/A | N/A | N/A | N/A | N/A | 4508464
| Kitchen Range Hoods | Undercabinet | Broan-NuTone LLC | Broan | GLA2363SS | 36 | 0 |  | 3 1/4" x 10" | Horizontal | HS | 0.1 | 240 | 7 | 81 |  | Yes | N/A | N/A | N/A | N/A | N/A | 4508464
| Kitchen Range Hoods | Undercabinet | Broan-NuTone LLC | Broan | GLA2363SS | 36 | 0 |  | 7" | Vertical | HS | 0.1 | 250 | 6 | 80.1 |  | Yes | N/A | N/A | N/A | N/A | N/A | 4508464
| Kitchen Range Hoods | Undercabinet | Broan-NuTone LLC | Broan | GLA2363SS | 36 | 0 |  | 3 1/4" x 10" | Vertical | HS | 0.1 | 240 | 6.5 | 80.5 |  | Yes | N/A | N/A | N/A | N/A | N/A | 4508464
| Kitchen Range Hoods | Undercabinet | Broan-NuTone LLC | Broan | GLA3304SS | 30 | 0 |  | 3 1/4" x 10" | Horizontal | HS | 0.25 | 390 |  | 144 |  | Yes | N/A | N/A | N/A | N/A | N/A | 4508499
| Kitchen Range Hoods | Undercabinet | Broan-NuTone LLC | Broan | GLA3304SS | 30 | 0 |  | 3 1/4" x 10" | Vertical | HS | 0.25 | 350 |  | 139 |  | Yes | N/A | N/A | N/A | N/A | N/A | 4508499
| Kitchen Range Hoods | Undercabinet | Broan-NuTone LLC | Broan | GLA3304SS | 30 | 0 |  | 7" | Vertical | HS | 0.25 | 340 |  | 140 |  | Yes | N/A | N/A | N/A | N/A | N/A | 4508499
| Kitchen Range Hoods | Undercabinet | Broan-NuTone LLC | Broan | GLA3304SS | 30 | 0 |  | 3 1/4" x 10" | Horizontal | WS | 0.015 | 160 | 1.2 | 42.9 |  | Yes | N/A | N/A | N/A | N/A | N/A | 4508499
| Kitchen Range Hoods | Undercabinet | Broan-NuTone LLC | Broan | GLA3304SS | 30 | 0 |  | 3 1/4" x 10" | Vertical | WS | 0.017 | 160 | 1.3 | 43.1 |  | Yes | N/A | N/A | N/A | N/A | N/A | 4508499
| Kitchen Range Hoods | Undercabinet | Broan-NuTone LLC | Broan | GLA3304SS | 30 | 0 |  | 7" | Vertical | WS | 0.018 | 160 | 1.1 | 43.1 |  | Yes | N/A | N/A | N/A | N/A | N/A | 4508499
| Kitchen Range Hoods | Undercabinet | Broan-NuTone LLC | Broan | GLA3304SS | 30 | 0 |  | 7" | Vertical | HS | 0.1 | 380 | 7 | 145 |  | Yes | N/A | N/A | N/A | N/A | N/A | 4508499
| Kitchen Range Hoods | Undercabinet | Broan-NuTone LLC | Broan | GLA3304SS | 30 | 0 |  | 3 1/4" x 10" | Vertical | HS | 0.1 | 390 | 7.5 | 143 |  | Yes | N/A | N/A | N/A | N/A | N/A | 4508499
| Kitchen Range Hoods | Undercabinet | Broan-NuTone LLC | Broan | GLA3304SS | 30 | 0 |  | 3 1/4" x 10" | Horizontal | HS | 0.1 | 420 | 6.5 | 146 |  | Yes | N/A | N/A | N/A | N/A | N/A | 4508499
| Kitchen Range Hoods | Undercabinet | Broan-NuTone LLC | Broan | GLA3304WW | 30 | 0 |  | 3 1/4" x 10" | Horizontal | HS | 0.25 | 390 |  | 144 |  | Yes | N/A | N/A | N/A | N/A | N/A | 4508498
| Kitchen Range Hoods | Undercabinet | Broan-NuTone LLC | Broan | GLA3304WW | 30 | 0 |  | 3 1/4" x 10" | Vertical | HS | 0.25 | 350 |  | 139 |  | Yes | N/A | N/A | N/A | N/A | N/A | 4508498
| Kitchen Range Hoods | Undercabinet | Broan-NuTone LLC | Broan | GLA3304WW | 30 | 0 |  | 7" | Vertical | HS | 0.25 | 340 |  | 140 |  | Yes | N/A | N/A | N/A | N/A | N/A | 4508498
| Kitchen Range Hoods | Undercabinet | Broan-NuTone LLC | Broan | GLA3304WW | 30 | 0 |  | 3 1/4" x 10" | Horizontal | WS | 0.015 | 160 | 1.2 | 42.9 |  | Yes | N/A | N/A | N/A | N/A | N/A | 4508498
| Kitchen Range Hoods | Undercabinet | Broan-NuTone LLC | Broan | GLA3304WW | 30 | 0 |  | 3 1/4" x 10" | Vertical | WS | 0.017 | 160 | 1.3 | 43.1 |  | Yes | N/A | N/A | N/A | N/A | N/A | 4508498
| Kitchen Range Hoods | Undercabinet | Broan-NuTone LLC | Broan | GLA3304WW | 30 | 0 |  | 7" | Vertical | WS | 0.018 | 160 | 1.1 | 43.1 |  | Yes | N/A | N/A | N/A | N/A | N/A | 4508498
| Kitchen Range Hoods | Undercabinet | Broan-NuTone LLC | Broan | GLA3304WW | 30 | 0 |  | 7" | Vertical | HS | 0.1 | 380 | 7 | 145 |  | Yes | N/A | N/A | N/A | N/A | N/A | 4508498
| Kitchen Range Hoods | Undercabinet | Broan-NuTone LLC | Broan | GLA3304WW | 30 | 0 |  | 3 1/4" x 10" | Vertical | HS | 0.1 | 390 | 7.5 | 143 |  | Yes | N/A | N/A | N/A | N/A | N/A | 4508498
| Kitchen Range Hoods | Undercabinet | Broan-NuTone LLC | Broan | GLA3304WW | 30 | 0 |  | 3 1/4" x 10" | Horizontal | HS | 0.1 | 420 | 6.5 | 146 |  | Yes | N/A | N/A | N/A | N/A | N/A | 4508498
| Kitchen Range Hoods | Undercabinet | Broan-NuTone LLC | Broan | GLA3364SS | 36 | 0 |  | 3 1/4" x 10" | Horizontal | HS | 0.25 | 390 |  | 144 |  | Yes | N/A | N/A | N/A | N/A | N/A | 4508497
| Kitchen Range Hoods | Undercabinet | Broan-NuTone LLC | Broan | GLA3364SS | 36 | 0 |  | 3 1/4" x 10" | Vertical | HS | 0.25 | 350 |  | 139 |  | Yes | N/A | N/A | N/A | N/A | N/A | 4508497
| Kitchen Range Hoods | Undercabinet | Broan-NuTone LLC | Broan | GLA3364SS | 36 | 0 |  | 7" | Vertical | HS | 0.25 | 340 |  | 140 |  | Yes | N/A | N/A | N/A | N/A | N/A | 4508497
| Kitchen Range Hoods | Undercabinet | Broan-NuTone LLC | Broan | GLA3364SS | 36 | 0 |  | 3 1/4" x 10" | Horizontal | WS | 0.015 | 160 | 1.2 | 42.9 |  | Yes | N/A | N/A | N/A | N/A | N/A | 4508497
| Kitchen Range Hoods | Undercabinet | Broan-NuTone LLC | Broan | GLA3364SS | 36 | 0 |  | 3 1/4" x 10" | Vertical | WS | 0.017 | 160 | 1.3 | 43.1 |  | Yes | N/A | N/A | N/A | N/A | N/A | 4508497
| Kitchen Range Hoods | Undercabinet | Broan-NuTone LLC | Broan | GLA3364SS | 36 | 0 |  | 7" | Vertical | WS | 0.018 | 160 | 1.1 | 43.1 |  | Yes | N/A | N/A | N/A | N/A | N/A | 4508497
| Kitchen Range Hoods | Undercabinet | Broan-NuTone LLC | Broan | GLA3364SS | 36 | 0 |  | 7" | Vertical | HS | 0.1 | 380 | 7 | 145 |  | Yes | N/A | N/A | N/A | N/A | N/A | 4508497
| Kitchen Range Hoods | Undercabinet | Broan-NuTone LLC | Broan | GLA3364SS | 36 | 0 |  | 3 1/4" x 10" | Vertical | HS | 0.1 | 390 | 7.5 | 143 |  | Yes | N/A | N/A | N/A | N/A | N/A | 4508497
| Kitchen Range Hoods | Undercabinet | Broan-NuTone LLC | Broan | GLA3364SS | 36 | 0 |  | 3 1/4" x 10" | Horizontal | HS | 0.1 | 420 | 6.5 | 146 |  | Yes | N/A | N/A | N/A | N/A | N/A | 4508497
| Kitchen Range Hoods | Microwave | Electrolux | Frigidaire Gallery | GMOS1266AF | 30 | 0 |  | 3 1/4" X 10" | Vertical | WS | 0.029 | 100 | 3 |  |  | NO | N/A | N/A | N/A | N/A | N/A | 4507671
| Kitchen Range Hoods | Microwave | Electrolux | Frigidaire Gallery | GMOS1266AF | 30 | 0 |  | 3 1/4" X 10" | Vertical | HS | 0.1 | 200 | 8.5 |  |  | NO | N/A | N/A | N/A | N/A | N/A | 4507671
| Kitchen Range Hoods | Microwave | Electrolux | Frigidaire Gallery | GMOS1266AF | 30 | 0 |  | 3 1/4" X 10" | Horizontal | WS | 0.028 | 100 | 2.5 |  |  | NO | N/A | N/A | N/A | N/A | N/A | 4507671
| Kitchen Range Hoods | Microwave | Electrolux | Frigidaire Gallery | GMOS1266AF | 30 | 0 |  | 3 1/4" X 10" | Horizontal | HS | 0.1 | 190 | 8 |  |  | NO | N/A | N/A | N/A | N/A | N/A | 4507671
| Kitchen Range Hoods | Microwave | Electrolux | Frigidaire Gallery | GMOS1962AF | 30 | 0 |  | 3 1/4" x 10" | Horizontal | WS | 0.021 | 120 | 2.5 |  |  | NO | N/A | N/A | N/A | N/A | N/A | 4507652
| Kitchen Range Hoods | Microwave | Electrolux | Frigidaire Gallery | GMOS1962AF | 30 | 0 |  | 3 1/4" x 10" | Vertical | WS | 0.02 | 130 | 2 |  |  | NO | N/A | N/A | N/A | N/A | N/A | 4507652
| Kitchen Range Hoods | Microwave | Electrolux | Frigidaire Gallery | GMOS1962AF | 30 | 0 |  | 3 1/4" x 10" | Vertical | HS | 0.1 | 310 | 7.5 |  |  | NO | N/A | N/A | N/A | N/A | N/A | 4507652
| Kitchen Range Hoods | Microwave | Electrolux | Frigidaire Gallery | GMOS1962AF | 30 | 0 |  | 3 1/4" x 10" | Horizontal | HS | 0.1 | 280 | 8 |  |  | NO | N/A | N/A | N/A | N/A | N/A | 4507652
| Kitchen Range Hoods | Microwave | Electrolux | Frigidaire Gallery | GMOS1964AD | 30 | 0 |  | 3 1/4" x 10" | Horizontal | WS | 0.021 | 120 | 2.5 |  |  | NO | N/A | N/A | N/A | N/A | N/A | 4507663
| Kitchen Range Hoods | Microwave | Electrolux | Frigidaire Gallery | GMOS1964AD | 30 | 0 |  | 3 1/4" x 10" | Vertical | WS | 0.02 | 130 | 2 |  |  | NO | N/A | N/A | N/A | N/A | N/A | 4507663
| Kitchen Range Hoods | Microwave | Electrolux | Frigidaire Gallery | GMOS1964AD | 30 | 0 |  | 3 1/4" x 10" | Vertical | HS | 0.1 | 310 | 7.5 |  |  | NO | N/A | N/A | N/A | N/A | N/A | 4507663
| Kitchen Range Hoods | Microwave | Electrolux | Frigidaire Gallery | GMOS1964AD | 30 | 0 |  | 3 1/4" x 10" | Horizontal | HS | 0.1 | 280 | 8 |  |  | NO | N/A | N/A | N/A | N/A | N/A | 4507663
| Kitchen Range Hoods | Microwave | Electrolux | Frigidaire Gallery | GMOS1964AF | 30 | 0 |  | 3 1/4" x 10" | Horizontal | WS | 0.021 | 120 | 2.5 |  |  | NO | N/A | N/A | N/A | N/A | N/A | 4507662
| Kitchen Range Hoods | Microwave | Electrolux | Frigidaire Gallery | GMOS1964AF | 30 | 0 |  | 3 1/4" x 10" | Vertical | WS | 0.02 | 130 | 2 |  |  | NO | N/A | N/A | N/A | N/A | N/A | 4507662
| Kitchen Range Hoods | Microwave | Electrolux | Frigidaire Gallery | GMOS1964AF | 30 | 0 |  | 3 1/4" x 10" | Vertical | HS | 0.1 | 310 | 7.5 |  |  | NO | N/A | N/A | N/A | N/A | N/A | 4507662
| Kitchen Range Hoods | Microwave | Electrolux | Frigidaire Gallery | GMOS1964AF | 30 | 0 |  | 3 1/4" x 10" | Horizontal | HS | 0.1 | 280 | 8 |  |  | NO | N/A | N/A | N/A | N/A | N/A | 4507662
| Kitchen Range Hoods | Microwave | Electrolux | Frigidaire Gallery | GMOS1968AFA | 30 | 0 |  | 3 1/4" X 10" | Horizontal | WS | 0.024 | 130 | 2.5 |  |  | NO | N/A | N/A | N/A | N/A | N/A | 4507646
| Kitchen Range Hoods | Microwave | Electrolux | Frigidaire Gallery | GMOS1968AFA | 30 | 0 |  | 3 1/4" X 10" | Vertical | WS | 0.026 | 140 | 2 |  |  | NO | N/A | N/A | N/A | N/A | N/A | 4507646
| Kitchen Range Hoods | Microwave | Electrolux | Frigidaire Gallery | GMOS1968AFA | 30 | 0 |  | 3 1/4" X 10" | Vertical | HS | 0.1 | 280 | 7 |  |  | NO | N/A | N/A | N/A | N/A | N/A | 4507646
| Kitchen Range Hoods | Microwave | Electrolux | Frigidaire Gallery | GMOS1968AFA | 30 | 0 |  | 3 1/4" X 10" | Horizontal | HS | 0.1 | 270 | 8 |  |  | NO | N/A | N/A | N/A | N/A | N/A | 4507646
| Kitchen Range Hoods | Microwave | Electrolux | Frigidaire Gallery | GMOS196CAF | 30 | 0 |  | 3 1/4" X 10" | Horizontal | WS | 0.024 | 130 | 2.5 |  |  | NO | N/A | N/A | N/A | N/A | N/A | 4507648
| Kitchen Range Hoods | Microwave | Electrolux | Frigidaire Gallery | GMOS196CAF | 30 | 0 |  | 3 1/4" X 10" | Vertical | WS | 0.026 | 140 | 2 |  |  | NO | N/A | N/A | N/A | N/A | N/A | 4507648
| Kitchen Range Hoods | Microwave | Electrolux | Frigidaire Gallery | GMOS196CAF | 30 | 0 |  | 3 1/4" X 10" | Vertical | HS | 0.1 | 280 | 7 |  |  | NO | N/A | N/A | N/A | N/A | N/A | 4507648
| Kitchen Range Hoods | Microwave | Electrolux | Frigidaire Gallery | GMOS196CAF | 30 | 0 |  | 3 1/4" X 10" | Horizontal | HS | 0.1 | 270 | 8 |  |  | NO | N/A | N/A | N/A | N/A | N/A | 4507648
| Kitchen Range Hoods | Insert/Power Pack | Broan-NuTone LLC | Best | HBN1246SS | 24 | 0 |  | 8" | Vertical | WS | 0.004 | 120 | 0.4 | 48.7 | 2.4 | NO | N/A | N/A | N/A | N/A | N/A | 4507645
| Kitchen Range Hoods | Insert/Power Pack | Broan-NuTone LLC | Best | HBN1246SS | 24 | 0 |  | 8" | Vertical | HS | 0.25 | 580 |  |  |  | NO | N/A | N/A | N/A | N/A | N/A | 4507645
| Kitchen Range Hoods | Insert/Power Pack | Broan-NuTone LLC | Best | HBN1246SS | 24 | 0 |  | 8" | Vertical | HS | 0.1 | 600 | 9.5 | 373 | 1.6 | NO | N/A | N/A | N/A | N/A | N/A | 4507645
| Kitchen Range Hoods | Insert/Power Pack | Broan-NuTone LLC | Best | HBN1246SS | 24 | 0 |  | 6" | Vertical | WS | 0.005 | 120 | 0.3 | 48.6 | 2.4 | NO | N/A | N/A | N/A | N/A | N/A | 4507645
| Kitchen Range Hoods | Insert/Power Pack | Broan-NuTone LLC | Best | HBN1246SS | 24 | 0 |  | 6" | Vertical | HS | 0.25 | 540 |  |  |  | NO | N/A | N/A | N/A | N/A | N/A | 4507645
| Kitchen Range Hoods | Insert/Power Pack | Broan-NuTone LLC | Best | HBN1246SS | 24 | 0 |  | 6" | Vertical | HS | 0.1 | 560 | 10 | 359 | 1.5 | NO | N/A | N/A | N/A | N/A | N/A | 4507645
| Kitchen Range Hoods | Insert/Power Pack | Broan-NuTone LLC | Best | HBN1246SS | 24 | 0 |  | 3 1/4" X 10" | Vertical | WS | 0.005 | 130 | <0.3 | 48.2 | 2.6 | NO | N/A | N/A | N/A | N/A | N/A | 4507645
| Kitchen Range Hoods | Insert/Power Pack | Broan-NuTone LLC | Best | HBN1246SS | 24 | 0 |  | 3 1/4" X 10" | Vertical | HS | 0.25 | 560 |  |  |  | NO | N/A | N/A | N/A | N/A | N/A | 4507645
| Kitchen Range Hoods | Insert/Power Pack | Broan-NuTone LLC | Best | HBN1246SS | 24 | 0 |  | 3 1/4" X 10" | Vertical | HS | 0.1 | 580 | 9.5 | 362 | 1.6 | NO | N/A | N/A | N/A | N/A | N/A | 4507645
| Kitchen Range Hoods | Insert/Power Pack | Broan-NuTone LLC | Best | HBN1246SS | 24 | 0 |  | 3 1/4" X 10" | Horizontal | WS | 0.005 | 120 | <0.3 | 48.4 | 2.4 | NO | N/A | N/A | N/A | N/A | N/A | 4507645
| Kitchen Range Hoods | Insert/Power Pack | Broan-NuTone LLC | Best | HBN1246SS | 24 | 0 |  | 3 1/4" X 10" | Horizontal | HS | 0.25 | 560 |  |  |  | NO | N/A | N/A | N/A | N/A | N/A | 4507645
| Kitchen Range Hoods | Insert/Power Pack | Broan-NuTone LLC | Best | HBN1246SS | 24 | 0 |  | 3 1/4" X 10" | Horizontal | HS | 0.1 | 580 | 9.5 | 356 | 1.6 | NO | N/A | N/A | N/A | N/A | N/A | 4507645
| Kitchen Range Hoods | Insert/Power Pack | Broan-NuTone LLC | Best | HBN1306SS | 30 | 0 |  | 8" | Vertical | WS | 0.004 | 120 | 0.4 | 48.7 | 2.4 | NO | N/A | N/A | N/A | N/A | N/A | 4507644
| Kitchen Range Hoods | Insert/Power Pack | Broan-NuTone LLC | Best | HBN1306SS | 30 | 0 |  | 8" | Vertical | HS | 0.25 | 580 |  |  |  | NO | N/A | N/A | N/A | N/A | N/A | 4507644
| Kitchen Range Hoods | Insert/Power Pack | Broan-NuTone LLC | Best | HBN1306SS | 30 | 0 |  | 8" | Vertical | HS | 0.1 | 600 | 9.5 | 373 | 1.6 | NO | N/A | N/A | N/A | N/A | N/A | 4507644
| Kitchen Range Hoods | Insert/Power Pack | Broan-NuTone LLC | Best | HBN1306SS | 30 | 0 |  | 6" | Vertical | WS | 0.005 | 120 | 0.3 | 48.6 | 2.4 | NO | N/A | N/A | N/A | N/A | N/A | 4507644
| Kitchen Range Hoods | Insert/Power Pack | Broan-NuTone LLC | Best | HBN1306SS | 30 | 0 |  | 6" | Vertical | HS | 0.25 | 540 |  |  |  | NO | N/A | N/A | N/A | N/A | N/A | 4507644
| Kitchen Range Hoods | Insert/Power Pack | Broan-NuTone LLC | Best | HBN1306SS | 30 | 0 |  | 6" | Vertical | HS | 0.1 | 560 | 10 | 359 | 1.5 | NO | N/A | N/A | N/A | N/A | N/A | 4507644
| Kitchen Range Hoods | Insert/Power Pack | Broan-NuTone LLC | Best | HBN1306SS | 30 | 0 |  | 3 1/4" X 10" | Vertical | WS | 0.005 | 130 | <0.3 | 48.2 | 2.6 | NO | N/A | N/A | N/A | N/A | N/A | 4507644
| Kitchen Range Hoods | Insert/Power Pack | Broan-NuTone LLC | Best | HBN1306SS | 30 | 0 |  | 3 1/4" X 10" | Vertical | HS | 0.25 | 560 |  |  |  | NO | N/A | N/A | N/A | N/A | N/A | 4507644
| Kitchen Range Hoods | Insert/Power Pack | Broan-NuTone LLC | Best | HBN1306SS | 30 | 0 |  | 3 1/4" X 10" | Vertical | HS | 0.1 | 580 | 9.5 | 362 | 1.6 | NO | N/A | N/A | N/A | N/A | N/A | 4507644
| Kitchen Range Hoods | Insert/Power Pack | Broan-NuTone LLC | Best | HBN1306SS | 30 | 0 |  | 3 1/4" X 10" | Horizontal | WS | 0.005 | 120 | <0.3 | 48.4 | 2.4 | NO | N/A | N/A | N/A | N/A | N/A | 4507644
| Kitchen Range Hoods | Insert/Power Pack | Broan-NuTone LLC | Best | HBN1306SS | 30 | 0 |  | 3 1/4" X 10" | Horizontal | HS | 0.25 | 560 |  |  |  | NO | N/A | N/A | N/A | N/A | N/A | 4507644
| Kitchen Range Hoods | Insert/Power Pack | Broan-NuTone LLC | Best | HBN1306SS | 30 | 0 |  | 3 1/4" X 10" | Horizontal | HS | 0.1 | 580 | 9.5 | 356 | 1.6 | NO | N/A | N/A | N/A | N/A | N/A | 4507644
| Kitchen Range Hoods | Insert/Power Pack | Broan-NuTone LLC | Best | HBN1366SS | 36 | 0 |  | 3 1/4" X 10" | Horizontal | WS | 0.005 | 120 | <0.3 | 48.4 | 2.4 | NO | N/A | N/A | N/A | N/A | N/A | 4508425
| Kitchen Range Hoods | Insert/Power Pack | Broan-NuTone LLC | Best | HBN1366SS | 36 | 0 |  | 3 1/4" X 10" | Vertical | WS | 0.005 | 130 | <0.3 | 48.2 | 2.6 | NO | N/A | N/A | N/A | N/A | N/A | 4508425
| Kitchen Range Hoods | Insert/Power Pack | Broan-NuTone LLC | Best | HBN1366SS | 36 | 0 |  | 6" | Vertical | WS | 0.005 | 120 | 0.3 | 48.6 | 2.4 | NO | N/A | N/A | N/A | N/A | N/A | 4508425
| Kitchen Range Hoods | Insert/Power Pack | Broan-NuTone LLC | Best | HBN1366SS | 36 | 0 |  | 8" | Vertical | WS | 0.004 | 120 | 0.4 | 48.7 | 2.4 | NO | N/A | N/A | N/A | N/A | N/A | 4508425
| Kitchen Range Hoods | Insert/Power Pack | Broan-NuTone LLC | Best | HBN1366SS | 36 | 0 |  | 3 1/4" X 10" | Horizontal | HS | 0.25 | 560 |  |  |  | NO | N/A | N/A | N/A | N/A | N/A | 4508425
| Kitchen Range Hoods | Insert/Power Pack | Broan-NuTone LLC | Best | HBN1366SS | 36 | 0 |  | 3 1/4" X 10" | Vertical | HS | 0.25 | 560 |  |  |  | NO | N/A | N/A | N/A | N/A | N/A | 4508425
| Kitchen Range Hoods | Insert/Power Pack | Broan-NuTone LLC | Best | HBN1366SS | 36 | 0 |  | 6" | Vertical | HS | 0.25 | 540 |  |  |  | NO | N/A | N/A | N/A | N/A | N/A | 4508425
| Kitchen Range Hoods | Insert/Power Pack | Broan-NuTone LLC | Best | HBN1366SS | 36 | 0 |  | 8" | Vertical | HS | 0.25 | 580 |  |  |  | NO | N/A | N/A | N/A | N/A | N/A | 4508425
| Kitchen Range Hoods | Insert/Power Pack | Broan-NuTone LLC | Best | HBN1366SS | 36 | 0 |  | 8" | Vertical | HS | 0.1 | 600 | 9.5 | 373 | 1.6 | NO | N/A | N/A | N/A | N/A | N/A | 4508425
| Kitchen Range Hoods | Insert/Power Pack | Broan-NuTone LLC | Best | HBN1366SS | 36 | 0 |  | 6" | Vertical | HS | 0.1 | 560 | 10 | 359 | 1.5 | NO | N/A | N/A | N/A | N/A | N/A | 4508425
| Kitchen Range Hoods | Insert/Power Pack | Broan-NuTone LLC | Best | HBN1366SS | 36 | 0 |  | 3 1/4" X 10" | Vertical | HS | 0.1 | 580 | 9.5 | 362 | 1.6 | NO | N/A | N/A | N/A | N/A | N/A | 4508425
| Kitchen Range Hoods | Insert/Power Pack | Broan-NuTone LLC | Best | HBN1366SS | 36 | 0 |  | 3 1/4" X 10" | Horizontal | HS | 0.1 | 580 | 9.5 | 356 | 1.6 | NO | N/A | N/A | N/A | N/A | N/A | 4508425
| Kitchen Range Hoods | Insert/Power Pack | Broan-NuTone LLC | Best | HBN223012SS | 30 | 0 |  | 10" | Vertical Exhaust | WS | 0.003 | 180 | <0.3 | 13.1 |  | Yes | N/A | N/A | N/A | N/A | N/A | 4508504
| Kitchen Range Hoods | Insert/Power Pack | Broan-NuTone LLC | Best | HBN223012SS | 30 | 0 |  | 10" | Vertical Exhaust | HS | 0.1 | 1240 | 13 | 495 |  | Yes | N/A | N/A | N/A | N/A | N/A | 4508504
| Kitchen Range Hoods | Insert/Power Pack | Broan-NuTone LLC | Best | HBN223012SS | 30 | 0 |  | 10" | Vertical Exhaust | HS | 0.25 | 1235 |  | 533 |  | Yes | N/A | N/A | N/A | N/A | N/A | 4508504
| Kitchen Range Hoods | Insert/Power Pack | Broan-NuTone LLC | Best | HBN223612SS | 36 | 0 |  | 10" | Vertical | WS | 0.003 | 180 | <0.3 | 13.1 |  | Yes | N/A | N/A | N/A | N/A | N/A | 4508505
| Kitchen Range Hoods | Insert/Power Pack | Broan-NuTone LLC | Best | HBN223612SS | 36 | 0 |  | 10" | Vertical | HS | 0.25 | 1235 |  | 533 |  | Yes | N/A | N/A | N/A | N/A | N/A | 4508505
| Kitchen Range Hoods | Insert/Power Pack | Broan-NuTone LLC | Best | HBN223612SS | 36 | 0 |  | 10" | Vertical | HS | 0.1 | 1240 | 13 | 495 |  | Yes | N/A | N/A | N/A | N/A | N/A | 4508505
| Kitchen Range Hoods | Insert/Power Pack | Broan-NuTone LLC | Best | HBN224812SS | 48 | 0 |  | 10" | Vertical | WS | 0.003 | 180 | <0.3 | 13.1 |  | Yes | N/A | N/A | N/A | N/A | N/A | 4508506
| Kitchen Range Hoods | Insert/Power Pack | Broan-NuTone LLC | Best | HBN224812SS | 48 | 0 |  | 10" | Vertical | HS | 0.25 | 1235 |  | 533 |  | Yes | N/A | N/A | N/A | N/A | N/A | 4508506
| Kitchen Range Hoods | Insert/Power Pack | Broan-NuTone LLC | Best | HBN224812SS | 48 | 0 |  | 10" | Vertical | HS | 0.1 | 1240 | 13 | 495 |  | Yes | N/A | N/A | N/A | N/A | N/A | 4508506
| Kitchen Range Hoods | Insert/Power Pack | Broan-NuTone LLC | Best | HBN33096SS | 30 | 0 |  | 8" | Vertical Exhaust | HS | 0.25 | 600 |  | 371 |  | NO | N/A | N/A | N/A | N/A | N/A | 4508485
| Kitchen Range Hoods | Insert/Power Pack | Broan-NuTone LLC | Best | HBN33096SS | 30 | 0 |  | 3 1/4" x 10" | Horizontal Exhaust | HS | 0.25 | 550 |  | 356 |  | NO | N/A | N/A | N/A | N/A | N/A | 4508485
| Kitchen Range Hoods | Insert/Power Pack | Broan-NuTone LLC | Best | HBN33096SS | 30 | 0 |  | 8" | Vertical Exhaust | HS | 0.1 | 620 | 8.5 | 374 |  | NO | N/A | N/A | N/A | N/A | N/A | 4508485
| Kitchen Range Hoods | Insert/Power Pack | Broan-NuTone LLC | Best | HBN33096SS | 30 | 0 |  | 8" | Vertical Exhaust | WS | 0.004 | 130 | <0.3 | 46.8 |  | NO | N/A | N/A | N/A | N/A | N/A | 4508485
| Kitchen Range Hoods | Insert/Power Pack | Broan-NuTone LLC | Best | HBN33096SS | 30 | 0 |  | 3 1/4" x 10" | Horizontal Exhaust | HS | 0.1 | 570 | 8.5 | 360 |  | NO | N/A | N/A | N/A | N/A | N/A | 4508485
| Kitchen Range Hoods | Insert/Power Pack | Broan-NuTone LLC | Best | HBN33096SS | 30 | 0 |  | 3 1/4" x 10" | Horizontal Exhaust | WS | 0.004 | 110 | <0.3 | 46.5 |  | NO | N/A | N/A | N/A | N/A | N/A | 4508485
| Kitchen Range Hoods | Insert/Power Pack | Broan-NuTone LLC | Best | HBN33696SS | 36 | 0 |  | 3 1/4" x 10" | Horizontal | WS | 0.004 | 110 | <0.3 | 46.5 |  | NO | N/A | N/A | N/A | N/A | N/A | 4508486
| Kitchen Range Hoods | Insert/Power Pack | Broan-NuTone LLC | Best | HBN33696SS | 36 | 0 |  | 3 1/4" x 10" | Horizontal | HS | 0.25 | 550 |  | 356 |  | NO | N/A | N/A | N/A | N/A | N/A | 4508486
| Kitchen Range Hoods | Insert/Power Pack | Broan-NuTone LLC | Best | HBN33696SS | 36 | 0 |  | 3 1/4" x 10" | Horizontal | HS | 0.1 | 570 | 8.5 | 360 |  | NO | N/A | N/A | N/A | N/A | N/A | 4508486
| Kitchen Range Hoods | Insert/Power Pack | Broan-NuTone LLC | Best | HBN33696SS | 36 | 0 |  | 8" | Vertical | WS | 0.004 | 130 | <0.3 | 46.8 |  | NO | N/A | N/A | N/A | N/A | N/A | 4508486
| Kitchen Range Hoods | Insert/Power Pack | Broan-NuTone LLC | Best | HBN33696SS | 36 | 0 |  | 8" | Vertical | HS | 0.25 | 600 |  | 371 |  | NO | N/A | N/A | N/A | N/A | N/A | 4508486
| Kitchen Range Hoods | Insert/Power Pack | Broan-NuTone LLC | Best | HBN33696SS | 36 | 0 |  | 8" | Vertical | HS | 0.1 | 620 | 8.5 | 374 |  | NO | N/A | N/A | N/A | N/A | N/A | 4508486
| Kitchen Range Hoods | Insert/Power Pack | Broan-NuTone LLC | Best | HBN348212SS | 48 | 0 |  | 10" | Vertical Exhaust | WS | 0.006 | 270 | <0.3 | 89.3 |  | NO | N/A | N/A | N/A | N/A | N/A | 4508453
| Kitchen Range Hoods | Insert/Power Pack | Broan-NuTone LLC | Best | HBN348212SS | 48 | 0 |  | 10" | Vertical Exhaust | HS | 0.25 | 1090 |  | 693 |  | NO | N/A | N/A | N/A | N/A | N/A | 4508453
| Kitchen Range Hoods | Insert/Power Pack | Broan-NuTone LLC | Best | HBN348212SS | 48 | 0 |  | 10" | Vertical Exhaust | HS | 0.1 | 1130 | 10 | 698 |  | NO | N/A | N/A | N/A | N/A | N/A | 4508453
| Kitchen Range Hoods | Insert/Power Pack | Broan-NuTone LLC | Best | HBN536212SS | 36 | 0 |  | 10" | Vertical | WS | 0.003 | 200 | <0.3 | 12.3 |  | Yes | N/A | N/A | N/A | N/A | N/A | 4508535
| Kitchen Range Hoods | Insert/Power Pack | Broan-NuTone LLC | Best | HBN536212SS | 36 | 0 |  | 10" | Vertical | HS | 0.25 | 1235 |  | 436 |  | Yes | N/A | N/A | N/A | N/A | N/A | 4508535
| Kitchen Range Hoods | Insert/Power Pack | Broan-NuTone LLC | Best | HBN536212SS | 36 | 0 |  | 10" | Vertical | HS | 0.1 | 1240 | 11.5 | 395 |  | Yes | N/A | N/A | N/A | N/A | N/A | 4508535
| Kitchen Range Hoods | Insert/Power Pack | Broan-NuTone LLC | Best | HBN536912SS | 36 | 0 |  | 10" | Vertical Exhaust | HS | 0.25 | 1235 |  | 436 |  | Yes | N/A | N/A | N/A | N/A | N/A | 4508487
| Kitchen Range Hoods | Insert/Power Pack | Broan-NuTone LLC | Best | HBN536912SS | 36 | 0 |  | 10" | Vertical Exhaust | WS | 0.003 | 200 | <0.3 | 12.3 |  | Yes | N/A | N/A | N/A | N/A | N/A | 4508487
| Kitchen Range Hoods | Insert/Power Pack | Broan-NuTone LLC | Best | HBN536912SS | 36 | 0 |  | 10" | Vertical Exhaust | HS | 0.1 | 1240 | 11.5 | 395 |  | Yes | N/A | N/A | N/A | N/A | N/A | 4508487
| Kitchen Range Hoods | Insert/Power Pack | Broan-NuTone LLC | Best | HBN53696SS | 36 | 0 |  | 8" | Vertical Exhaust | HS | 0.25 | 600 |  | 159 |  | Yes | N/A | N/A | N/A | N/A | N/A | 4508493
| Kitchen Range Hoods | Insert/Power Pack | Broan-NuTone LLC | Best | HBN53696SS | 36 | 0 |  | 3 1/4" x 10" | Horizontal Exhaust | HS | 0.25 | 590 |  | 194 |  | Yes | N/A | N/A | N/A | N/A | N/A | 4508493
| Kitchen Range Hoods | Insert/Power Pack | Broan-NuTone LLC | Best | HBN53696SS | 36 | 0 |  | 8" | Vertical Exhaust | HS | 0.1 | 620 | 8.5 | 146 |  | Yes | N/A | N/A | N/A | N/A | N/A | 4508493
| Kitchen Range Hoods | Insert/Power Pack | Broan-NuTone LLC | Best | HBN53696SS | 36 | 0 |  | 8" | Vertical Exhaust | WS | 0.004 | 120 | <0.3 | 9.2 |  | Yes | N/A | N/A | N/A | N/A | N/A | 4508493
| Kitchen Range Hoods | Insert/Power Pack | Broan-NuTone LLC | Best | HBN53696SS | 36 | 0 |  | 3 1/4" x 10" | Horizontal Exhaust | HS | 0.1 | 600 | 10 | 177 |  | Yes | N/A | N/A | N/A | N/A | N/A | 4508493
| Kitchen Range Hoods | Insert/Power Pack | Broan-NuTone LLC | Best | HBN53696SS | 36 | 0 |  | 3 1/4" x 10" | Horizontal Exhaust | WS | 0.004 | 110 | <0.3 | 11.3 |  | Yes | N/A | N/A | N/A | N/A | N/A | 4508493
| Kitchen Range Hoods | Insert/Power Pack | Broan-NuTone LLC | Best | HBN542912SS | 42 | 0 |  | 10" | Vertical | HS | 0.25 | 1235 |  | 436 |  | Yes | N/A | N/A | N/A | N/A | N/A | 4508488
| Kitchen Range Hoods | Insert/Power Pack | Broan-NuTone LLC | Best | HBN542912SS | 42 | 0 |  | 10" | Vertical | WS | 0.003 | 200 | <0.3 | 12.3 |  | Yes | N/A | N/A | N/A | N/A | N/A | 4508488
| Kitchen Range Hoods | Insert/Power Pack | Broan-NuTone LLC | Best | HBN542912SS | 42 | 0 |  | 10" | Vertical | HS | 0.1 | 1240 | 11.5 | 395 |  | Yes | N/A | N/A | N/A | N/A | N/A | 4508488
| Kitchen Range Hoods | Insert/Power Pack | Broan-NuTone LLC | Best | HBN548212SS | 48 | 0 |  | 10" | Vertical | HS | 0.25 | 1235 |  | 436 |  | Yes | N/A | N/A | N/A | N/A | N/A | 4508489
| Kitchen Range Hoods | Insert/Power Pack | Broan-NuTone LLC | Best | HBN548212SS | 48 | 0 |  | 10" | Vertical | WS | 0.003 | 200 | <0.3 | 12.3 |  | Yes | N/A | N/A | N/A | N/A | N/A | 4508489
| Kitchen Range Hoods | Insert/Power Pack | Broan-NuTone LLC | Best | HBN548212SS | 48 | 0 |  | 10" | Vertical | HS | 0.1 | 1240 | 11.5 | 395 |  | Yes | N/A | N/A | N/A | N/A | N/A | 4508489
| Kitchen Range Hoods | Insert/Power Pack | Broan-NuTone LLC | Best | HBN548912SS | 48 | 0 |  | 10" | Vertical | HS | 0.25 | 1235 |  | 436 |  | Yes | N/A | N/A | N/A | N/A | N/A | 4508494
| Kitchen Range Hoods | Insert/Power Pack | Broan-NuTone LLC | Best | HBN548912SS | 48 | 0 |  | 10" | Vertical | WS | 0.003 | 200 | <0.3 | 12.3 |  | Yes | N/A | N/A | N/A | N/A | N/A | 4508494
| Kitchen Range Hoods | Insert/Power Pack | Broan-NuTone LLC | Best | HBN548912SS | 48 | 0 |  | 10" | Vertical | HS | 0.1 | 1240 | 11.5 | 395 |  | Yes | N/A | N/A | N/A | N/A | N/A | 4508494
| Kitchen Range Hoods | Insert/Power Pack | Broan-NuTone LLC | Best | HBN554212SS | 54 | 0 |  | 10" | Vertical | HS | 0.25 | 1235 |  | 436 |  | Yes | N/A | N/A | N/A | N/A | N/A | 4508490
| Kitchen Range Hoods | Insert/Power Pack | Broan-NuTone LLC | Best | HBN554212SS | 54 | 0 |  | 10" | Vertical | WS | 0.003 | 200 | <0.3 | 12.3 |  | Yes | N/A | N/A | N/A | N/A | N/A | 4508490
| Kitchen Range Hoods | Insert/Power Pack | Broan-NuTone LLC | Best | HBN554212SS | 54 | 0 |  | 10" | Vertical | HS | 0.1 | 1240 | 11.5 | 395 |  | Yes | N/A | N/A | N/A | N/A | N/A | 4508490
| Kitchen Range Hoods | Insert/Power Pack | Broan-NuTone LLC | Best | HBN560212SS | 60 | 0 |  | 10" | Vertical | HS | 0.25 | 1235 |  | 436 |  | Yes | N/A | N/A | N/A | N/A | N/A | 4508491
| Kitchen Range Hoods | Insert/Power Pack | Broan-NuTone LLC | Best | HBN560212SS | 60 | 0 |  | 10" | Vertical | WS | 0.003 | 200 | <0.3 | 12.3 |  | Yes | N/A | N/A | N/A | N/A | N/A | 4508491
| Kitchen Range Hoods | Insert/Power Pack | Broan-NuTone LLC | Best | HBN560212SS | 60 | 0 |  | 10" | Vertical | HS | 0.1 | 1240 | 11.5 | 395 |  | Yes | N/A | N/A | N/A | N/A | N/A | 4508491
| Kitchen Range Hoods | Insert/Power Pack | Broan-NuTone LLC | Best | HBN566212SS | 60 | 0 |  | 10" | Vertical | HS | 0.25 | 1235 |  | 436 |  | Yes | N/A | N/A | N/A | N/A | N/A | 4508492
| Kitchen Range Hoods | Insert/Power Pack | Broan-NuTone LLC | Best | HBN566212SS | 60 | 0 |  | 10" | Vertical | WS | 0.003 | 200 | <0.3 | 12.3 |  | Yes | N/A | N/A | N/A | N/A | N/A | 4508492
| Kitchen Range Hoods | Insert/Power Pack | Broan-NuTone LLC | Best | HBN566212SS | 60 | 0 |  | 10" | Vertical | HS | 0.1 | 1240 | 11.5 | 395 |  | Yes | N/A | N/A | N/A | N/A | N/A | 4508492
| Kitchen Range Hoods | Insert/Power Pack | Broan-NuTone LLC | Best | HBN65306SS | 30 | 0 |  | 8" | Vertical Exhaust | HS | 0.1 | 610 | 9 | 372 |  | NO | N/A | N/A | N/A | N/A | N/A | 4508511
| Kitchen Range Hoods | Insert/Power Pack | Broan-NuTone LLC | Best | HBN65306SS | 30 | 0 |  | 8" | Vertical Exhaust | HS | 0.25 | 590 |  | 368 |  | NO | N/A | N/A | N/A | N/A | N/A | 4508511
| Kitchen Range Hoods | Insert/Power Pack | Broan-NuTone LLC | Best | HBN65306SS | 30 | 0 |  | 8" | Vertical Exhaust | WS | 0.005 | 130 | <0.3 | 48.4 |  | NO | N/A | N/A | N/A | N/A | N/A | 4508511
| Kitchen Range Hoods | Insert/Power Pack | Broan-NuTone LLC | Best | HBN65306SS | 30 | 0 |  | 3 1/4" x 10" | Horizontal Exhaust | HS | 0.1 | 580 | 9 | 353 |  | NO | N/A | N/A | N/A | N/A | N/A | 4508511
| Kitchen Range Hoods | Insert/Power Pack | Broan-NuTone LLC | Best | HBN65306SS | 30 | 0 |  | 3 1/4" x 10" | Horizontal Exhaust | HS | 0.25 | 560 |  | 348 |  | NO | N/A | N/A | N/A | N/A | N/A | 4508511
| Kitchen Range Hoods | Insert/Power Pack | Broan-NuTone LLC | Best | HBN65306SS | 30 | 0 |  | 3 1/4" x 10" | Horizontal Exhaust | WS | 0.004 | 120 | <0.3 | 47.4 |  | NO | N/A | N/A | N/A | N/A | N/A | 4508511
| Kitchen Range Hoods | Insert/Power Pack | Broan-NuTone LLC | Best | HBN65366SS | 36 | 0 |  | 3 1/4" x 10" | Horizontal | WS | 0.004 | 120 | <0.3 | 47.4 |  | NO | N/A | N/A | N/A | N/A | N/A | 4508512
| Kitchen Range Hoods | Insert/Power Pack | Broan-NuTone LLC | Best | HBN65366SS | 36 | 0 |  | 3 1/4" x 10" | Horizontal | HS | 0.25 | 560 |  | 348 |  | NO | N/A | N/A | N/A | N/A | N/A | 4508512
| Kitchen Range Hoods | Insert/Power Pack | Broan-NuTone LLC | Best | HBN65366SS | 36 | 0 |  | 3 1/4" x 10" | Horizontal | HS | 0.1 | 580 | 9 | 353 |  | NO | N/A | N/A | N/A | N/A | N/A | 4508512
| Kitchen Range Hoods | Insert/Power Pack | Broan-NuTone LLC | Best | HBN65366SS | 36 | 0 |  | 8" | Vertical | WS | 0.005 | 130 | <0.3 | 48.4 |  | NO | N/A | N/A | N/A | N/A | N/A | 4508512
| Kitchen Range Hoods | Insert/Power Pack | Broan-NuTone LLC | Best | HBN65366SS | 36 | 0 |  | 8" | Vertical | HS | 0.25 | 590 |  | 368 |  | NO | N/A | N/A | N/A | N/A | N/A | 4508512
| Kitchen Range Hoods | Insert/Power Pack | Broan-NuTone LLC | Best | HBN65366SS | 36 | 0 |  | 8" | Vertical | HS | 0.1 | 610 | 9 | 372 |  | NO | N/A | N/A | N/A | N/A | N/A | 4508512
| Inline Fans | Single-port | Broan-NuTone LLC | Broan | HLB11 |  | 0 |  | 10" | Vertical | HS | 0.2 | 1000 |  | 517 | 1.9 | NO | No | No | No | No | No | 3004849
| Inline Fans | Single-port | Broan-NuTone LLC | Broan | HLB11 |  | 0 |  | 10" | Horizontal | HS | 0.2 | 1100 |  | 468 | 2.3 | NO | No | No | No | No | No | 3004849
| Inline Fans | Single-port | Broan-NuTone LLC | Broan | HLB6 |  | 0 |  | 10" | Vertical | HS | 0.2 | 600 |  | 238 | 2.5 | NO | No | No | No | No | No | 3004840
| Inline Fans | Single-port | Broan-NuTone LLC | Broan | HLB6 |  | 0 |  | 10" | Horizontal | HS | 0.2 | 570 |  | 239 | 2.3 | NO | No | No | No | No | No | 3004840
| Inline Fans | Single-port | Broan-NuTone LLC | Broan | HLB9 |  | 0 |  | 10" | Vertical | HS | 0.2 | 700 |  | 255 | 2.7 | NO | Yes | Yes | Yes | No | No | 3004838
| Inline Fans | Single-port | Broan-NuTone LLC | Broan | HLB9 |  | 0 |  | 10" | Horizontal | HS | 0.2 | 800 |  | 247 | 3.2 | NO | Yes | Yes | Yes | No | No | 3004838
| Kitchen Range Hoods | Microwave | BSH Home Appliances Corporation | Bosch | HMV1055C | 30 | 0 |  | 3 1/4" X 10" | Horizontal | WS | 0.026 | 120 | 3 |  |  | NO | N/A | N/A | N/A | N/A | N/A | 4508445
| Kitchen Range Hoods | Microwave | BSH Home Appliances Corporation | Bosch | HMV1055C | 30 | 0 |  | 3 1/4" X 10" | Vertical | WS | 0.025 | 120 | 2 |  |  | NO | N/A | N/A | N/A | N/A | N/A | 4508445
| Kitchen Range Hoods | Microwave | BSH Home Appliances Corporation | Bosch | HMV1055C | 30 | 0 |  | 3 1/4" X 10" | Vertical | HS | 0.1 | 250 | 6.5 |  |  | NO | N/A | N/A | N/A | N/A | N/A | 4508445
| Kitchen Range Hoods | Microwave | BSH Home Appliances Corporation | Bosch | HMV1055C | 30 | 0 |  | 3 1/4" X 10" | Horizontal | HS | 0.1 | 230 | 7 |  |  | NO | N/A | N/A | N/A | N/A | N/A | 4508445
| Kitchen Range Hoods | Microwave | BSH Home Appliances Corporation | Bosch | HMV1055U | 30 | 0 |  | 3 1/4" X 10" | Horizontal | WS | 0.026 | 120 | 3 |  |  | NO | N/A | N/A | N/A | N/A | N/A | 4508444
| Kitchen Range Hoods | Microwave | BSH Home Appliances Corporation | Bosch | HMV1055U | 30 | 0 |  | 3 1/4" X 10" | Vertical | WS | 0.025 | 120 | 2 |  |  | NO | N/A | N/A | N/A | N/A | N/A | 4508444
| Kitchen Range Hoods | Microwave | BSH Home Appliances Corporation | Bosch | HMV1055U | 30 | 0 |  | 3 1/4" X 10" | Vertical | HS | 0.1 | 250 | 6.5 |  |  | NO | N/A | N/A | N/A | N/A | N/A | 4508444
| Kitchen Range Hoods | Microwave | BSH Home Appliances Corporation | Bosch | HMV1055U | 30 | 0 |  | 3 1/4" X 10" | Horizontal | HS | 0.1 | 230 | 7 |  |  | NO | N/A | N/A | N/A | N/A | N/A | 4508444
| Kitchen Range Hoods | Microwave | BSH Home Appliances Corporation | Bosch | HMV3054U | 30 | 0 |  | 3 1/4" X 10" | Vertical | WS | 0.025 | 120 | 2 |  |  | NO | N/A | N/A | N/A | N/A | N/A | 4508234
| Kitchen Range Hoods | Microwave | BSH Home Appliances Corporation | Bosch | HMV3054U | 30 | 0 |  | 3 1/4" X 10" | Vertical | HS | 0.1 | 250 | 6.5 |  |  | NO | N/A | N/A | N/A | N/A | N/A | 4508234
| Kitchen Range Hoods | Microwave | BSH Home Appliances Corporation | Bosch | HMV3054U | 30 | 0 |  | 3 1/4" X 10" | Horizontal | WS | 0.026 | 120 | 3 |  |  | NO | N/A | N/A | N/A | N/A | N/A | 4508234
| Kitchen Range Hoods | Microwave | BSH Home Appliances Corporation | Bosch | HMV3054U | 30 | 0 |  | 3 1/4" X 10" | Horizontal | HS | 0.1 | 230 | 7 |  |  | NO | N/A | N/A | N/A | N/A | N/A | 4508234
| Kitchen Range Hoods | Microwave | BSH Home Appliances Corporation | Bosch | HMV3055C | 30 | 0 |  | 3 1/4" X 10" | Horizontal | WS | 0.026 | 120 | 3 |  |  | NO | N/A | N/A | N/A | N/A | N/A | 4508447
| Kitchen Range Hoods | Microwave | BSH Home Appliances Corporation | Bosch | HMV3055C | 30 | 0 |  | 3 1/4" X 10" | Vertical | WS | 0.025 | 120 | 2 |  |  | NO | N/A | N/A | N/A | N/A | N/A | 4508447
| Kitchen Range Hoods | Microwave | BSH Home Appliances Corporation | Bosch | HMV3055C | 30 | 0 |  | 3 1/4" X 10" | Vertical | HS | 0.1 | 250 | 6.5 |  |  | NO | N/A | N/A | N/A | N/A | N/A | 4508447
| Kitchen Range Hoods | Microwave | BSH Home Appliances Corporation | Bosch | HMV3055C | 30 | 0 |  | 3 1/4" X 10" | Horizontal | HS | 0.1 | 230 | 7 |  |  | NO | N/A | N/A | N/A | N/A | N/A | 4508447
| Kitchen Range Hoods | Microwave | BSH Home Appliances Corporation | Bosch | HMV3055U | 30 | 0 |  | 3 1/4" X 10" | Horizontal | WS | 0.026 | 120 | 3 |  |  | NO | N/A | N/A | N/A | N/A | N/A | 4508446
| Kitchen Range Hoods | Microwave | BSH Home Appliances Corporation | Bosch | HMV3055U | 30 | 0 |  | 3 1/4" X 10" | Vertical | WS | 0.025 | 120 | 2 |  |  | NO | N/A | N/A | N/A | N/A | N/A | 4508446
| Kitchen Range Hoods | Microwave | BSH Home Appliances Corporation | Bosch | HMV3055U | 30 | 0 |  | 3 1/4" X 10" | Vertical | HS | 0.1 | 250 | 6.5 |  |  | NO | N/A | N/A | N/A | N/A | N/A | 4508446
| Kitchen Range Hoods | Microwave | BSH Home Appliances Corporation | Bosch | HMV3055U | 30 | 0 |  | 3 1/4" X 10" | Horizontal | HS | 0.1 | 230 | 7 |  |  | NO | N/A | N/A | N/A | N/A | N/A | 4508446
| Kitchen Range Hoods | Microwave | BSH Home Appliances Corporation | Bosch | HMV5053U | 30 | 0 |  | 3 1/4" X 10" | Horizontal | WS | 0.022 | 120 | 2 |  |  | NO | N/A | N/A | N/A | N/A | N/A | 4505992
| Kitchen Range Hoods | Microwave | BSH Home Appliances Corporation | Bosch | HMV5053U | 30 | 0 |  | 3 1/4" X 10" | Vertical | WS | 0.023 | 130 | 2 |  |  | NO | N/A | N/A | N/A | N/A | N/A | 4505992
| Kitchen Range Hoods | Microwave | BSH Home Appliances Corporation | Bosch | HMV5053U | 30 | 0 |  | 3 1/4" X 10" | Horizontal | HS | 0.1 | 270 | 6.5 |  |  | NO | N/A | N/A | N/A | N/A | N/A | 4505992
| Kitchen Range Hoods | Microwave | BSH Home Appliances Corporation | Bosch | HMV5053U | 30 | 0 |  | 3 1/4" X 10" | Vertical | HS | 0.1 | 290 | 7.5 |  |  | NO | N/A | N/A | N/A | N/A | N/A | 4505992
| Kitchen Range Hoods | Microwave | BSH Home Appliances Corporation | Bosch | HMV8044U | 30 | 0 |  | 3 1/4" X 10" | Vertical | WS | 0.024 | 140 | 2 |  |  | NO | N/A | N/A | N/A | N/A | N/A | 4505837
| Kitchen Range Hoods | Microwave | BSH Home Appliances Corporation | Bosch | HMV8044U | 30 | 0 |  | 3 1/4" X 10" | Horizontal | WS | 0.024 | 140 | 2.5 |  |  | NO | N/A | N/A | N/A | N/A | N/A | 4505837
| Kitchen Range Hoods | Microwave | BSH Home Appliances Corporation | Bosch | HMV8044U | 30 | 0 |  | 3 1/4" X 10" | Vertical | HS | 0.1 | 300 | 7 |  |  | NO | N/A | N/A | N/A | N/A | N/A | 4505837
| Kitchen Range Hoods | Microwave | BSH Home Appliances Corporation | Bosch | HMV8044U | 30 | 0 |  | 3 1/4" X 10" | Horizontal | HS | 0.1 | 290 | 7 |  |  | NO | N/A | N/A | N/A | N/A | N/A | 4505837
| Kitchen Range Hoods | Microwave | BSH Home Appliances Corporation | Bosch | HMV8045C | 30 | 0 |  | 3 1/4" x 10" | Horizontal | WS | 0.024 | 140 | 2.5 |  |  | NO | N/A | N/A | N/A | N/A | N/A | 4508220
| Kitchen Range Hoods | Microwave | BSH Home Appliances Corporation | Bosch | HMV8045C | 30 | 0 |  | 3 1/4" x 10" | Vertical | WS | 0.024 | 140 | 2 |  |  | NO | N/A | N/A | N/A | N/A | N/A | 4508220
| Kitchen Range Hoods | Microwave | BSH Home Appliances Corporation | Bosch | HMV8045C | 30 | 0 |  | 3 1/4" x 10" | Vertical | HS | 0.1 | 300 | 7 |  |  | NO | N/A | N/A | N/A | N/A | N/A | 4508220
| Kitchen Range Hoods | Microwave | BSH Home Appliances Corporation | Bosch | HMV8045C | 30 | 0 |  | 3 1/4" x 10" | Horizontal | HS | 0.1 | 290 | 7 |  |  | NO | N/A | N/A | N/A | N/A | N/A | 4508220
| Kitchen Range Hoods | Microwave | BSH Home Appliances Corporation | Bosch | HMV8045U | 30 | 0 |  | 3 1/4" x 10" | Horizontal | WS | 0.024 | 140 | 2.5 |  |  | NO | N/A | N/A | N/A | N/A | N/A | 4508218
| Kitchen Range Hoods | Microwave | BSH Home Appliances Corporation | Bosch | HMV8045U | 30 | 0 |  | 3 1/4" x 10" | Vertical | WS | 0.024 | 140 | 2 |  |  | NO | N/A | N/A | N/A | N/A | N/A | 4508218
| Kitchen Range Hoods | Microwave | BSH Home Appliances Corporation | Bosch | HMV8045U | 30 | 0 |  | 3 1/4" x 10" | Vertical | HS | 0.1 | 300 | 7 |  |  | NO | N/A | N/A | N/A | N/A | N/A | 4508218
| Kitchen Range Hoods | Microwave | BSH Home Appliances Corporation | Bosch | HMV8045U | 30 | 0 |  | 3 1/4" x 10" | Horizontal | HS | 0.1 | 290 | 7 |  |  | NO | N/A | N/A | N/A | N/A | N/A | 4508218
| Kitchen Range Hoods | Microwave | BSH Home Appliances Corporation | Bosch | HMV8053U | 30 | 0 |  | 3 1/4" X 10" | Vertical | WS | 0.024 | 140 | 2 |  |  | NO | N/A | N/A | N/A | N/A | N/A | 4505835
| Kitchen Range Hoods | Microwave | BSH Home Appliances Corporation | Bosch | HMV8053U | 30 | 0 |  | 3 1/4" X 10" | Horizontal | WS | 0.024 | 140 | 2.5 |  |  | NO | N/A | N/A | N/A | N/A | N/A | 4505835
| Kitchen Range Hoods | Microwave | BSH Home Appliances Corporation | Bosch | HMV8053U | 30 | 0 |  | 3 1/4" X 10" | Vertical | HS | 0.1 | 300 | 7 |  |  | NO | N/A | N/A | N/A | N/A | N/A | 4505835
| Kitchen Range Hoods | Microwave | BSH Home Appliances Corporation | Bosch | HMV8053U | 30 | 0 |  | 3 1/4" X 10" | Horizontal | HS | 0.1 | 290 | 7 |  |  | NO | N/A | N/A | N/A | N/A | N/A | 4505835
| Kitchen Range Hoods | Microwave | BSH Home Appliances Corporation | Bosch | HMV8054U | 30 | 0 |  | 3 1/4" x 10" | Horizontal | WS | 0.024 | 140 | 2.5 |  |  | NO | N/A | N/A | N/A | N/A | N/A | 4508217
| Kitchen Range Hoods | Microwave | BSH Home Appliances Corporation | Bosch | HMV8054U | 30 | 0 |  | 3 1/4" x 10" | Vertical | WS | 0.024 | 140 | 2 |  |  | NO | N/A | N/A | N/A | N/A | N/A | 4508217
| Kitchen Range Hoods | Microwave | BSH Home Appliances Corporation | Bosch | HMV8054U | 30 | 0 |  | 3 1/4" x 10" | Vertical | HS | 0.1 | 300 | 7 |  |  | NO | N/A | N/A | N/A | N/A | N/A | 4508217
| Kitchen Range Hoods | Microwave | BSH Home Appliances Corporation | Bosch | HMV8054U | 30 | 0 |  | 3 1/4" x 10" | Horizontal | HS | 0.1 | 290 | 7 |  |  | NO | N/A | N/A | N/A | N/A | N/A | 4508217
| Kitchen Range Hoods | Microwave | BSH Home Appliances Corporation | Bosch | HMVP053U | 30 | 0 |  | 3 1/4" X 10" | Vertical | WS | 0.024 | 140 | 2 |  |  | NO | N/A | N/A | N/A | N/A | N/A | 4505836
| Kitchen Range Hoods | Microwave | BSH Home Appliances Corporation | Bosch | HMVP053U | 30 | 0 |  | 3 1/4" X 10" | Horizontal | WS | 0.024 | 140 | 2.5 |  |  | NO | N/A | N/A | N/A | N/A | N/A | 4505836
| Kitchen Range Hoods | Microwave | BSH Home Appliances Corporation | Bosch | HMVP053U | 30 | 0 |  | 3 1/4" X 10" | Vertical | HS | 0.1 | 300 | 7 |  |  | NO | N/A | N/A | N/A | N/A | N/A | 4505836
| Kitchen Range Hoods | Microwave | BSH Home Appliances Corporation | Bosch | HMVP053U | 30 | 0 |  | 3 1/4" X 10" | Horizontal | HS | 0.1 | 290 | 7 |  |  | NO | N/A | N/A | N/A | N/A | N/A | 4505836
| Kitchen Range Hoods | Microwave | BSH Home Appliances Corporation | Bosch | HMVP054U | 30 | 0 |  | 3 1/4" x 10" | Horizontal | WS | 0.024 | 140 | 2.5 |  |  | NO | N/A | N/A | N/A | N/A | N/A | 4508219
| Kitchen Range Hoods | Microwave | BSH Home Appliances Corporation | Bosch | HMVP054U | 30 | 0 |  | 3 1/4" x 10" | Vertical | WS | 0.024 | 140 | 2 |  |  | NO | N/A | N/A | N/A | N/A | N/A | 4508219
| Kitchen Range Hoods | Microwave | BSH Home Appliances Corporation | Bosch | HMVP054U | 30 | 0 |  | 3 1/4" x 10" | Vertical | HS | 0.1 | 300 | 7 |  |  | NO | N/A | N/A | N/A | N/A | N/A | 4508219
| Kitchen Range Hoods | Microwave | BSH Home Appliances Corporation | Bosch | HMVP054U | 30 | 0 |  | 3 1/4" x 10" | Horizontal | HS | 0.1 | 290 | 7 |  |  | NO | N/A | N/A | N/A | N/A | N/A | 4508219
| Kitchen Range Hoods | Insert/Power Pack | BSH Home Appliances Corporation | Bosch | HUI30253UC | 36 | 0 |  | 6" | Vertical | HS | 0.25 | 145 |  |  |  | NO | N/A | N/A | N/A | N/A | N/A | 4507108
| Kitchen Range Hoods | Insert/Power Pack | BSH Home Appliances Corporation | Bosch | HUI30253UC | 36 | 0 |  | 6" | Vertical | WS | 0.033 | 100 | <0.3 | 38.4 |  | NO | N/A | N/A | N/A | N/A | N/A | 4507108
| Kitchen Range Hoods | Insert/Power Pack | BSH Home Appliances Corporation | Bosch | HUI30253UC | 36 | 0 |  | 6" | Vertical | HS | 0.1 | 180 | 1.5 | 88 |  | NO | N/A | N/A | N/A | N/A | N/A | 4507108
| Kitchen Range Hoods | Insert/Power Pack | BSH Home Appliances Corporation | Bosch | HUI30253UC | 36 | 0 |  | 6" | Vertical | BS | 0.1 | 280 | 3.5 | 145 |  | NO | N/A | N/A | N/A | N/A | N/A | 4507108
| Kitchen Range Hoods | Insert/Power Pack | BSH Home Appliances Corporation | Bosch | HUI30263UC | 30 | 0 |  | 6" | Vertical | HS | 0.1 | 280 | 3.5 | 144 |  | NO | N/A | N/A | N/A | N/A | N/A | 4507972
| Kitchen Range Hoods | Insert/Power Pack | BSH Home Appliances Corporation | Bosch | HUI30263UC | 30 | 0 |  | 6" | Vertical | HS | 0.25 | 260 |  |  |  | NO | N/A | N/A | N/A | N/A | N/A | 4507972
| Kitchen Range Hoods | Insert/Power Pack | BSH Home Appliances Corporation | Bosch | HUI30263UC | 30 | 0 |  | 6" | Vertical | WS | 0.016 | 100 | <0.3 | 39.8 |  | NO | N/A | N/A | N/A | N/A | N/A | 4507972
| Kitchen Range Hoods | Insert/Power Pack | BSH Home Appliances Corporation | Bosch | HUI34253UC | 24 | 0 |  | 6" | Vertical | BS | 0.1 | 260 | 4 | 145 |  | NO | N/A | N/A | N/A | N/A | N/A | 4507106
| Kitchen Range Hoods | Insert/Power Pack | BSH Home Appliances Corporation | Bosch | HUI34253UC | 24 | 0 |  | 6" | Vertical | HS | 0.1 | 170 | 2 | 88 |  | NO | N/A | N/A | N/A | N/A | N/A | 4507106
| Kitchen Range Hoods | Insert/Power Pack | BSH Home Appliances Corporation | Bosch | HUI34253UC | 24 | 0 |  | 6" | Vertical | WS | 0.033 | 100 | <0.3 | 38.5 |  | NO | N/A | N/A | N/A | N/A | N/A | 4507106
| Kitchen Range Hoods | Insert/Power Pack | BSH Home Appliances Corporation | Bosch | HUI34253UC | 24 | 0 |  | 6" | Vertical | HS | 0.25 | 140 |  |  |  | NO | N/A | N/A | N/A | N/A | N/A | 4507106
| Kitchen Range Hoods | Insert/Power Pack | BSH Home Appliances Corporation | Bosch | HUI34263UC | 24 | 0 |  | 6" | Vertical | WS | 0.016 | 100 | <0.3 | 39.8 |  | NO | N/A | N/A | N/A | N/A | N/A | 4507973
| Kitchen Range Hoods | Insert/Power Pack | BSH Home Appliances Corporation | Bosch | HUI34263UC | 24 | 0 |  | 6" | Vertical | HS | 0.25 | 260 |  |  |  | NO | N/A | N/A | N/A | N/A | N/A | 4507973
| Kitchen Range Hoods | Insert/Power Pack | BSH Home Appliances Corporation | Bosch | HUI34263UC | 24 | 0 |  | 6" | Vertical | HS | 0.1 | 280 | 3.5 | 144 |  | NO | N/A | N/A | N/A | N/A | N/A | 4507973
| Kitchen Range Hoods | Insert/Power Pack | BSH Home Appliances Corporation | Bosch | HUI36253UC | 30 | 0 |  | 6" | Vertical | HS | 0.25 | 145 |  |  |  | NO | N/A | N/A | N/A | N/A | N/A | 4507109
| Kitchen Range Hoods | Insert/Power Pack | BSH Home Appliances Corporation | Bosch | HUI36253UC | 30 | 0 |  | 6" | Vertical | WS | 0.033 | 100 | <0.3 | 38.4 |  | NO | N/A | N/A | N/A | N/A | N/A | 4507109
| Kitchen Range Hoods | Insert/Power Pack | BSH Home Appliances Corporation | Bosch | HUI36253UC | 30 | 0 |  | 6" | Vertical | HS | 0.1 | 180 | 1.5 | 88 |  | NO | N/A | N/A | N/A | N/A | N/A | 4507109
| Kitchen Range Hoods | Insert/Power Pack | BSH Home Appliances Corporation | Bosch | HUI36253UC | 30 | 0 |  | 6" | Vertical | BS | 0.1 | 280 | 3.5 | 145 |  | NO | N/A | N/A | N/A | N/A | N/A | 4507109
| Kitchen Range Hoods | Insert/Power Pack | BSH Home Appliances Corporation | Bosch | HUI56563UC | 36 | 0 |  | 8" | Vertical | HS | 0.25 | 570 |  |  |  | NO | N/A | N/A | N/A | N/A | N/A | 4507971
| Kitchen Range Hoods | Insert/Power Pack | BSH Home Appliances Corporation | Bosch | HUI56563UC | 36 | 0 |  | 8" | Vertical | WS | 0.009 | 180 | 0.8 | 82 |  | NO | N/A | N/A | N/A | N/A | N/A | 4507971
| Kitchen Range Hoods | Insert/Power Pack | BSH Home Appliances Corporation | Bosch | HUI56563UC | 36 | 0 |  | 8" | Vertical | HS | 0.1 | 590 | 9.5 | 365 |  | NO | N/A | N/A | N/A | N/A | N/A | 4507971
| Kitchen Range Hoods | Insert/Power Pack | BSH Home Appliances Corporation | Bosch | HUI80553UC | 30 | 0 |  | 8" | Vertical | WS | 0.024 | 180 | 0.7 | 79.2 |  | NO | N/A | N/A | N/A | N/A | N/A | 4507037
| Kitchen Range Hoods | Insert/Power Pack | BSH Home Appliances Corporation | Bosch | HUI80553UC | 30 | 0 |  | 8" | Vertical | HS | 0.25 | 355 |  |  |  | NO | N/A | N/A | N/A | N/A | N/A | 4507037
| Kitchen Range Hoods | Insert/Power Pack | BSH Home Appliances Corporation | Bosch | HUI80553UC | 30 | 0 |  | 8" | Vertical | HS | 0.1 | 380 | 5 | 218 |  | NO | N/A | N/A | N/A | N/A | N/A | 4507037
| Kitchen Range Hoods | Insert/Power Pack | BSH Home Appliances Corporation | Bosch | HUI80553UC | 30 | 0 |  | 8" | Vertical | BS | 0.1 | 580 | 9 | 354 |  | NO | N/A | N/A | N/A | N/A | N/A | 4507037
| Kitchen Range Hoods | Insert/Power Pack | BSH Home Appliances Corporation | Bosch | HUI86553UC | 30 | 0 |  | 8" | Vertical | WS | 0.024 | 180 | 0.7 | 79.2 |  | NO | N/A | N/A | N/A | N/A | N/A | 4507038
| Kitchen Range Hoods | Insert/Power Pack | BSH Home Appliances Corporation | Bosch | HUI86553UC | 30 | 0 |  | 8" | Vertical | HS | 0.25 | 355 |  |  |  | NO | N/A | N/A | N/A | N/A | N/A | 4507038
| Kitchen Range Hoods | Insert/Power Pack | BSH Home Appliances Corporation | Bosch | HUI86553UC | 30 | 0 |  | 8" | Vertical | HS | 0.1 | 380 | 5 | 218 |  | NO | N/A | N/A | N/A | N/A | N/A | 4507038
| Kitchen Range Hoods | Insert/Power Pack | BSH Home Appliances Corporation | Bosch | HUI86553UC | 30 | 0 |  | 8" | Vertical | BS | 0.1 | 580 | 9 | 354 |  | NO | N/A | N/A | N/A | N/A | N/A | 4507038
| Kitchen Range Hoods | Microwave | CNA International, Inc. | Vissani | HVO170B | 30 | 0 |  | 3 1/4" X 10" | Vertical | WS | 0.017 | 100 | 1.5 |  |  | NO | N/A | N/A | N/A | N/A | N/A | 4507651
| Kitchen Range Hoods | Microwave | CNA International, Inc. | Vissani | HVO170B | 30 | 0 |  | 3 1/4" X 10" | Horizontal | WS | 0.015 | 90 | 1 |  |  | NO | N/A | N/A | N/A | N/A | N/A | 4507651
| Kitchen Range Hoods | Microwave | CNA International, Inc. | Vissani | HVO170B | 30 | 0 |  | 3 1/4" X 10" | Horizontal | HS | 0.1 | 260 | 7 |  |  | NO | N/A | N/A | N/A | N/A | N/A | 4507651
| Kitchen Range Hoods | Microwave | CNA International, Inc. | Vissani | HVO170B | 30 | 0 |  | 3 1/4" X 10" | Vertical | HS | 0.1 | 270 | 6.5 |  |  | NO | N/A | N/A | N/A | N/A | N/A | 4507651
| Kitchen Range Hoods | Microwave | CNA International, Inc. | Magic Chef | HVO170B | 30 | 0 |  | 3 1/4" X 10" | Vertical | WS | 0.017 | 100 | 1.5 |  |  | NO | N/A | N/A | N/A | N/A | N/A | 4507439
| Kitchen Range Hoods | Microwave | CNA International, Inc. | Magic Chef | HVO170B | 30 | 0 |  | 3 1/4" X 10" | Horizontal | WS | 0.015 | 90 | 1 |  |  | NO | N/A | N/A | N/A | N/A | N/A | 4507439
| Kitchen Range Hoods | Microwave | CNA International, Inc. | Magic Chef | HVO170B | 30 | 0 |  | 3 1/4" X 10" | Horizontal | HS | 0.1 | 260 | 7 |  |  | NO | N/A | N/A | N/A | N/A | N/A | 4507439
| Kitchen Range Hoods | Microwave | CNA International, Inc. | Magic Chef | HVO170B | 30 | 0 |  | 3 1/4" X 10" | Vertical | HS | 0.1 | 270 | 6.5 |  |  | NO | N/A | N/A | N/A | N/A | N/A | 4507439
| Kitchen Range Hoods | Microwave | The Home Depot USA Inc. | Vissani | HVO170B | 30 | 0 |  | 3 1/4" X 10" | Horizontal | WS | 0.019 | 110 | 2 |  |  | NO | N/A | N/A | N/A | N/A | N/A | 4508257
| Kitchen Range Hoods | Microwave | The Home Depot USA Inc. | Vissani | HVO170B | 30 | 0 |  | 3 1/4" X 10" | Vertical | WS | 0.029 | 130 | 2 |  |  | NO | N/A | N/A | N/A | N/A | N/A | 4508257
| Kitchen Range Hoods | Microwave | The Home Depot USA Inc. | Vissani | HVO170B | 30 | 0 |  | 3 1/4" X 10" | Vertical | HS | 0.1 | 250 | 6 |  |  | NO | N/A | N/A | N/A | N/A | N/A | 4508257
| Kitchen Range Hoods | Microwave | The Home Depot USA Inc. | Vissani | HVO170B | 30 | 0 |  | 3 1/4" X 10" | Horizontal | HS | 0.1 | 240 | 7.5 |  |  | NO | N/A | N/A | N/A | N/A | N/A | 4508257
| Kitchen Range Hoods | Microwave | CNA International, Inc. | Vissani | HVO170ST | 30 | 0 |  | 3 1/4" X 10" | Horizontal | WS | 0.019 | 110 | 2 |  |  | NO | N/A | N/A | N/A | N/A | N/A | 4508252
| Kitchen Range Hoods | Microwave | CNA International, Inc. | Vissani | HVO170ST | 30 | 0 |  | 3 1/4" X 10" | Vertical | WS | 0.029 | 130 | 2 |  |  | NO | N/A | N/A | N/A | N/A | N/A | 4508252
| Kitchen Range Hoods | Microwave | CNA International, Inc. | Vissani | HVO170ST | 30 | 0 |  | 3 1/4" X 10" | Vertical | HS | 0.1 | 250 | 6 |  |  | NO | N/A | N/A | N/A | N/A | N/A | 4508252
| Kitchen Range Hoods | Microwave | CNA International, Inc. | Vissani | HVO170ST | 30 | 0 |  | 3 1/4" X 10" | Horizontal | HS | 0.1 | 240 | 7.5 |  |  | NO | N/A | N/A | N/A | N/A | N/A | 4508252
| Kitchen Range Hoods | Microwave | The Home Depot USA Inc. | Vissani | HVO170W | 30 | 0 |  | 3 1/4" X 10" | Horizontal | WS | 0.019 | 110 | 2 |  |  | NO | N/A | N/A | N/A | N/A | N/A | 4508256
| Kitchen Range Hoods | Microwave | The Home Depot USA Inc. | Vissani | HVO170W | 30 | 0 |  | 3 1/4" X 10" | Vertical | WS | 0.029 | 130 | 2 |  |  | NO | N/A | N/A | N/A | N/A | N/A | 4508256
| Kitchen Range Hoods | Microwave | The Home Depot USA Inc. | Vissani | HVO170W | 30 | 0 |  | 3 1/4" X 10" | Vertical | HS | 0.1 | 250 | 6 |  |  | NO | N/A | N/A | N/A | N/A | N/A | 4508256
| Kitchen Range Hoods | Microwave | The Home Depot USA Inc. | Vissani | HVO170W | 30 | 0 |  | 3 1/4" X 10" | Horizontal | HS | 0.1 | 240 | 7.5 |  |  | NO | N/A | N/A | N/A | N/A | N/A | 4508256
| Kitchen Range Hoods | Microwave | CNA International, Inc. | Magic Chef | HVO170W | 30 | 0 |  | 3 1/4" X 10" | Vertical | WS | 0.017 | 100 | 1.5 |  |  | NO | N/A | N/A | N/A | N/A | N/A | 4507440
| Kitchen Range Hoods | Microwave | CNA International, Inc. | Magic Chef | HVO170W | 30 | 0 |  | 3 1/4" X 10" | Horizontal | WS | 0.015 | 90 | 1 |  |  | NO | N/A | N/A | N/A | N/A | N/A | 4507440
| Kitchen Range Hoods | Microwave | CNA International, Inc. | Magic Chef | HVO170W | 30 | 0 |  | 3 1/4" X 10" | Horizontal | HS | 0.1 | 260 | 7 |  |  | NO | N/A | N/A | N/A | N/A | N/A | 4507440
| Kitchen Range Hoods | Microwave | CNA International, Inc. | Magic Chef | HVO170W | 30 | 0 |  | 3 1/4" X 10" | Vertical | HS | 0.1 | 270 | 6.5 |  |  | NO | N/A | N/A | N/A | N/A | N/A | 4507440
| Kitchen Range Hoods | Microwave | CNA International, Inc. | Vissani | HVO170W | 30 | 0 |  | 3 1/4" X 10" | Vertical | WS | 0.017 | 100 | 1.5 |  |  | NO | N/A | N/A | N/A | N/A | N/A | 4507650
| Kitchen Range Hoods | Microwave | CNA International, Inc. | Vissani | HVO170W | 30 | 0 |  | 3 1/4" X 10" | Horizontal | WS | 0.015 | 90 | 1 |  |  | NO | N/A | N/A | N/A | N/A | N/A | 4507650
| Kitchen Range Hoods | Microwave | CNA International, Inc. | Vissani | HVO170W | 30 | 0 |  | 3 1/4" X 10" | Horizontal | HS | 0.1 | 260 | 7 |  |  | NO | N/A | N/A | N/A | N/A | N/A | 4507650
| Kitchen Range Hoods | Microwave | CNA International, Inc. | Vissani | HVO170W | 30 | 0 |  | 3 1/4" X 10" | Vertical | HS | 0.1 | 270 | 6.5 |  |  | NO | N/A | N/A | N/A | N/A | N/A | 4507650
| Kitchen Range Hoods | Insert/Power Pack | Broan-NuTone LLC | Best | IC35I90B | 48 | 0 |  | 6" Round | Vertical | WS | 0.024 | 220 | 2.5 |  |  | NO | N/A | N/A | N/A | N/A | N/A | 4501564
| Kitchen Range Hoods | Insert/Power Pack | Broan-NuTone LLC | Best | IC35I90B | 48 | 0 |  | 6" | Vertical | HS | 0.25 | 474 |  |  |  | NO | N/A | N/A | N/A | N/A | N/A | 4501564
| Kitchen Range Hoods | Insert/Power Pack | Broan-NuTone LLC | Best | IC35I90B | 48 | 0 |  | 6" Round | Vertical | HS | 0.1 | 490 | 7 |  |  | NO | N/A | N/A | N/A | N/A | N/A | 4501564
| Kitchen Range Hoods |  | Broan-NuTone LLC | Best | IC35I90W | 42 | 0 |  | 6" Round | Vertical | HS | 0.1 | 490 | 7 |  |  | NO | N/A | N/A | N/A | N/A | N/A | 4501563
| Kitchen Range Hoods |  | Broan-NuTone LLC | Best | IC35I90W | 42 | 0 |  | 6" | Vertical | HS | 0.25 | 474 |  |  |  | NO | N/A | N/A | N/A | N/A | N/A | 4501563
| Kitchen Range Hoods |  | Broan-NuTone LLC | Best | IC35I90W | 42 | 0 |  | 6" Round | Vertical | WS | 0.024 | 220 | 2.5 |  |  | NO | N/A | N/A | N/A | N/A | N/A | 4501563
| Kitchen Range Hoods |  | Broan-NuTone LLC | Best | ICB3I36BLSB | 36 | 0 |  | 8" | Vertical | WS | 0.013 | 210 | 1.5 | 76.8 | 2.7 | NO | N/A | N/A | N/A | N/A | N/A | 4506461
| Kitchen Range Hoods |  | Broan-NuTone LLC | Best | ICB3I36BLSB | 36 | 0 |  | 8" | Vertical | HS | 0.25 | 530 |  |  |  | NO | N/A | N/A | N/A | N/A | N/A | 4506461
| Kitchen Range Hoods |  | Broan-NuTone LLC | Best | ICB3I36BLSB | 36 | 0 |  | 8" | Vertical | HS | 0.1 | 580 | 11.5 | 350 | 1.6 | NO | N/A | N/A | N/A | N/A | N/A | 4506461
| Kitchen Range Hoods |  | Broan-NuTone LLC | Best | ICB3I36SBB | 36 | 0 |  | 8" | Vertical | WS | 0.013 | 210 | 1.5 | 76.8 | 2.7 | NO | N/A | N/A | N/A | N/A | N/A | 4506458
| Kitchen Range Hoods |  | Broan-NuTone LLC | Best | ICB3I36SBB | 36 | 0 |  | 8" | Vertical | HS | 0.25 | 530 |  |  |  | NO | N/A | N/A | N/A | N/A | N/A | 4506458
| Kitchen Range Hoods |  | Broan-NuTone LLC | Best | ICB3I36SBB | 36 | 0 |  | 8" | Vertical | HS | 0.1 | 580 | 11.5 | 350 | 1.6 | NO | N/A | N/A | N/A | N/A | N/A | 4506458
| Kitchen Range Hoods |  | Broan-NuTone LLC | Best | ICB3I36SBS | 36 | 0 |  | 8" | Vertical | WS | 0.013 | 210 | 1.5 | 76.8 | 2.7 | NO | N/A | N/A | N/A | N/A | N/A | 4506457
| Kitchen Range Hoods |  | Broan-NuTone LLC | Best | ICB3I36SBS | 36 | 0 |  | 8" | Vertical | HS | 0.1 | 580 | 11.5 | 350 | 1.6 | NO | N/A | N/A | N/A | N/A | N/A | 4506457
| Kitchen Range Hoods |  | Broan-NuTone LLC | Best | ICB3I36SBS | 36 | 0 |  | 8" | Vertical | HS | 0.25 | 530 |  |  |  | NO | N/A | N/A | N/A | N/A | N/A | 4506457
| Inline Fans | Single-port | Broan-NuTone LLC | Best | ILB11 |  | 0 |  | 10" | Horizontal | HS | 0.2 | 1100 |  | 468 | 2.3 | NO | No | No | No | No | No | 3004850
| Inline Fans | Single-port | Broan-NuTone LLC | Best | ILB11 |  | 0 |  | 10" | Vertical | HS | 0.2 | 1000 |  | 517 | 1.9 | NO | No | No | No | No | No | 3004850
| Inline Fans | Single-port | Broan-NuTone LLC | Best | ILB6 |  | 0 |  | 10" | Horizontal | HS | 0.2 | 570 |  | 239 | 2.3 | NO | No | No | No | No | No | 3004841
| Inline Fans | Single-port | Broan-NuTone LLC | Best | ILB6 |  | 0 |  | 10" | Vertical | HS | 0.2 | 600 |  | 238 | 2.5 | NO | No | No | No | No | No | 3004841
| Inline Fans | Single-port | Broan-NuTone LLC | Best | ILB9 |  | 0 |  | 10" | Horizontal | HS | 0.2 | 800 |  | 247 | 3.2 | NO | Yes | Yes | Yes | No | No | 3004839
| Inline Fans | Single-port | Broan-NuTone LLC | Best | ILB9 |  | 0 |  | 10" | Vertical | HS | 0.2 | 700 |  | 255 | 2.7 | NO | Yes | Yes | Yes | No | No | 3004839
| Kitchen Range Hoods | Island Hood | Broan-NuTone LLC | Best | IPB9IQT48SB | 48 | 0 |  | 10" | Vertical | HS | 0.1 | 1100 | 11.5 | 371 |  | NO | N/A | N/A | N/A | N/A | N/A | 4507470
| Kitchen Range Hoods | Island Hood | Broan-NuTone LLC | Best | IPB9IQT48SB | 48 | 0 |  | 10" | Vertical | HS | 0.25 | 1020 |  |  |  | NO | N/A | N/A | N/A | N/A | N/A | 4507470
| Kitchen Range Hoods | Island Hood | Broan-NuTone LLC | Best | IPB9IQT48SB | 48 | 0 |  | 10" | Vertical | WS | 0.008 | 290 | 0.4 | 12.6 |  | NO | N/A | N/A | N/A | N/A | N/A | 4507470
| Kitchen Range Hoods | Power Unit | Broan-NuTone LLC | Best | iQ12 With compatible hood | 30 | 0 |  | 10" | Vertical | HS | 0.1 | 1160 | 11 | 457 | 2.5 | NO | N/A | N/A | N/A | N/A | N/A | 4508129
| Kitchen Range Hoods | Power Unit | Broan-NuTone LLC | Best | iQ12 With compatible hood | 30 | 0 |  | 10" | Vertical | HS | 0.25 | 1110 |  |  |  | NO | N/A | N/A | N/A | N/A | N/A | 4508129
| Kitchen Range Hoods | Power Unit | Broan-NuTone LLC | Best | iQ12 With compatible hood | 30 | 0 |  | 10" | Vertical | WS | 0.007 | 290 | 0.6 | 13.2 | 21.9 | NO | N/A | N/A | N/A | N/A | N/A | 4508129
| Kitchen Range Hoods | Power Unit | Broan-NuTone LLC | Best | iQ6 With compatible hood | 30 | 0 |  | 8" | Vertical | HS | 0.1 | 620 | 10.5 | 203 | 3.0 | NO | N/A | N/A | N/A | N/A | N/A | 4508132
| Kitchen Range Hoods | Power Unit | Broan-NuTone LLC | Best | iQ6 With compatible hood | 30 | 0 |  | 8" | Vertical | HS | 0.25 | 590 |  |  |  | NO | N/A | N/A | N/A | N/A | N/A | 4508132
| Kitchen Range Hoods | Power Unit | Broan-NuTone LLC | Best | iQ6 With compatible hood | 30 | 0 |  | 8" | Vertical | WS | 0.004 | 110 | <0.3 | 6.6 | 16.6 | NO | N/A | N/A | N/A | N/A | N/A | 4508132
| Bathroom Exhaust Fans |  | Delta Electronics Inc. | Delta | ITG100 |  | 0 |  | 4" | Horizontal | HS | 0.1 | 100 | 1.5 | 17 | 5.8 | Yes | Yes | Yes | Yes | Yes | Yes | 1005071
| Bathroom Exhaust Fans |  | Delta Electronics Inc. | Delta | ITG100 |  | 0 |  | 4" | Horizontal | HS | 0.25 | 85 | 2 | 21 | 4.0 | Yes | Yes | Yes | Yes | Yes | Yes | 1005071
| Bathroom Exhaust Fans |  | Delta Electronics Inc. | Delta | ITG100ELED |  | 0 |  | 4" | Horizontal | 100 CFM | 0.1 | 100 | 1.5 | 17 | 5.8 | Yes | Yes | Yes | Yes | Yes | Yes | 1007480
| Bathroom Exhaust Fans |  | Delta Electronics Inc. | Delta | ITG100ELED |  | 0 |  | 4" | Horizontal | 100 CFM | 0.25 | 84 | 2 | 20 | 4.2 | Yes | Yes | Yes | Yes | Yes | Yes | 1007480
| Bathroom Exhaust Fans |  | Delta Electronics Inc. | Delta | ITG100RLED |  | 0 |  | 4" | Horizontal | 100 CFM | 0.1 | 100 | 1.5 | 17 | 5.8 | Yes | Yes | Yes | Yes | Yes | Yes | 1006190
| Bathroom Exhaust Fans |  | Delta Electronics Inc. | Delta | ITG100RLED |  | 0 |  | 4" | Horizontal | 100 CFM | 0.25 | 85 | 2 | 21 | 4.0 | Yes | Yes | Yes | Yes | Yes | Yes | 1006190
| Bathroom Exhaust Fans |  | Delta Electronics Inc. | Delta | ITG50 |  | 0 |  | 4" | Horizontal | HS | 0.1 | 50 | 0.7 | 5 | 10.0 | Yes | Yes | Yes | Yes | Yes | Yes | 1004819
| Bathroom Exhaust Fans |  | Delta Electronics Inc. | Delta | ITG50 |  | 0 |  | 4" | Horizontal | HS | 0.25 | 37 | 1.3 | 7 | 5.2 | Yes | Yes | Yes | Yes | Yes | Yes | 1004819
| Bathroom Exhaust Fans |  | Delta Electronics Inc. | Delta | ITG50LED |  | 0 |  | 4" | Horizontal | HS | 0.1 | 50 | 0.7 | 5 | 10.0 | Yes | Yes | Yes | Yes | Yes | Yes | 1004772
| Bathroom Exhaust Fans |  | Delta Electronics Inc. | Delta | ITG50LED |  | 0 |  | 4" | Horizontal | HS | 0.25 | 38 | 1.3 | 7 | 5.4 | Yes | Yes | Yes | Yes | Yes | Yes | 1004772
| Bathroom Exhaust Fans |  | Delta Electronics Inc. | Delta | ITG70BT |  | 0 |  | 4" | Horizontal | HS | 0.1 | 70 | 1 | 8.4 | 8.3 | Yes | Yes | Yes | Yes | Yes | Yes | 1004133
| Bathroom Exhaust Fans |  | Delta Electronics Inc. | Delta | ITG70BT |  | 0 |  | 4" | Horizontal | HS | 0.25 | 59 | 1.5 | 10 | 5.9 | Yes | Yes | Yes | Yes | Yes | Yes | 1004133
| Bathroom Exhaust Fans |  | Delta Electronics Inc. | Delta | ITG80 |  | 0 |  | 4" | Horizontal | HS | 0.1 | 80 | 1.3 | 10 | 8.0 | Yes | Yes | Yes | Yes | Yes | Yes | 1005449
| Bathroom Exhaust Fans |  | Delta Electronics Inc. | Delta | ITG80 |  | 0 |  | 4" | Horizontal | HS | 0.25 | 60 | 1.4 | 12 | 5.0 | Yes | Yes | Yes | Yes | Yes | Yes | 1005449
| Bathroom Exhaust Fans |  | Delta Electronics Inc. | Delta | ITG80H |  | 0 |  | 4" | Horizontal | 80 CFM | 0.25 | 60 | 1.5 | 12 | 5.0 | Yes | Yes | Yes | Yes | Yes | Yes | 1006901
| Bathroom Exhaust Fans |  | Delta Electronics Inc. | Delta | ITG80H |  | 0 |  | 4" | Horizontal | 80 CFM | 0.1 | 80 | 1.5 | 10 | 8.0 | Yes | Yes | Yes | Yes | Yes | Yes | 1006901
| Bathroom Exhaust Fans |  | Delta Electronics Inc. | Delta | ITG80H |  | 0 |  | 4" | Horizontal | 50 CFM | 0.1 | 50 | 0.7 | 5 | 10.0 | Yes | Yes | Yes | Yes | Yes | Yes | 1006901
| Bathroom Exhaust Fans |  | Delta Electronics Inc. | Delta | ITG80H |  | 0 |  | 4" | Horizontal | 50 CFM | 0.25 | 36 | 1 | 7 | 5.1 | Yes | Yes | Yes | Yes | Yes | Yes | 1006901
| Bathroom Exhaust Fans |  | Delta Electronics Inc. | Delta | ITG80LED |  | 0 |  | 4" | Horizontal | HS | 0.1 | 80 | 1.3 | 11.3 | 7.0 | Yes | Yes | Yes | Yes | Yes | Yes | 1004771
| Bathroom Exhaust Fans |  | Delta Electronics Inc. | Delta | ITG80LED |  | 0 |  | 4" | Horizontal | HS | 0.25 | 60 | 1.5 | 11.5 | 5.2 | Yes | Yes | Yes | Yes | Yes | Yes | 1004771
| Bathroom Exhaust Fans |  | Delta Electronics Inc. | Delta | ITG80RLED-ADJ |  | 0 |  | 4" | Horizontal | HS | 0.1 | 80 | 1.5 | 11.5 | 6.9 | Yes | Yes | Yes | Yes | Yes | Yes | 1006428
| Bathroom Exhaust Fans |  | Delta Electronics Inc. | Delta | ITG80RLED-ADJ |  | 0 |  | 4" | Horizontal | HS | 0.25 | 56 | 1.5 | 11.5 | 4.8 | Yes | Yes | Yes | Yes | Yes | Yes | 1006428
| Kitchen Range Hoods | Undercabinet | Ningbo Fotile Kitchen Ware Co. Ltd. | FOTILE | JQG7501 | 30 | 0 |  | 6" | Vertical | LS | 0.1 | 230 | 1.2 | 85.5 |  | NO | N/A | N/A | N/A | N/A | N/A | 4506610
| Kitchen Range Hoods | Undercabinet | Ningbo Fotile Kitchen Ware Co. Ltd. | FOTILE | JQG7501 | 30 | 0 |  | 6" | Vertical | HS | 0.1 | 520 | 6 | 256 |  | NO | N/A | N/A | N/A | N/A | N/A | 4506610
| Kitchen Range Hoods | Undercabinet | Ningbo Fotile Kitchen Ware Co. Ltd. | FOTILE | JQG7501 | 30 | 0 |  | 6" | Vertical | MS | 0.1 | 400 | 4 | 169 |  | NO | N/A | N/A | N/A | N/A | N/A | 4506610
| Kitchen Range Hoods | Undercabinet | Ningbo Fotile Kitchen Ware Co. Ltd. | FOTILE | JQG7501.E | 30 | 0 |  | 6" | Vertical Exhaust | LS | 0.1 | 230 | 1.2 | 85.5 |  | NO | N/A | N/A | N/A | N/A | N/A | 4506609
| Kitchen Range Hoods | Undercabinet | Ningbo Fotile Kitchen Ware Co. Ltd. | FOTILE | JQG7501.E | 30 | 0 |  | 6" | Vertical Exhaust | HS | 0.1 | 520 | 6 | 256 |  | NO | N/A | N/A | N/A | N/A | N/A | 4506609
| Kitchen Range Hoods | Undercabinet | Ningbo Fotile Kitchen Ware Co. Ltd. | FOTILE | JQG7501.E | 30 | 0 |  | 6" | Vertical Exhaust | MS | 0.1 | 400 | 4 | 169 |  | NO | N/A | N/A | N/A | N/A | N/A | 4506609
| Kitchen Range Hoods | Undercabinet | Ningbo Fotile Kitchen Ware Co. Ltd. | FOTILE | JQG7501.G | 30 | 0 |  | 6" | Vertical | LS | 0.1 | 230 | 1.2 | 85.5 |  | NO | N/A | N/A | N/A | N/A | N/A | 4506615
| Kitchen Range Hoods | Undercabinet | Ningbo Fotile Kitchen Ware Co. Ltd. | FOTILE | JQG7501.G | 30 | 0 |  | 6" | Vertical | HS | 0.1 | 520 | 6 | 256 |  | NO | N/A | N/A | N/A | N/A | N/A | 4506615
| Kitchen Range Hoods | Undercabinet | Ningbo Fotile Kitchen Ware Co. Ltd. | FOTILE | JQG7501.G | 30 | 0 |  | 6" | Vertical | MS | 0.1 | 400 | 4 | 169 |  | NO | N/A | N/A | N/A | N/A | N/A | 4506615
| Kitchen Range Hoods | Undercabinet | Ningbo Fotile Kitchen Ware Co. Ltd. | FOTILE | JQG7502 | 30 | 0 |  | 6" | Vertical | LS | 0.1 | 230 | 1.2 | 85.5 |  | NO | N/A | N/A | N/A | N/A | N/A | 4506611
| Kitchen Range Hoods | Undercabinet | Ningbo Fotile Kitchen Ware Co. Ltd. | FOTILE | JQG7502 | 30 | 0 |  | 6" | Vertical | HS | 0.1 | 520 | 6 | 256 |  | NO | N/A | N/A | N/A | N/A | N/A | 4506611
| Kitchen Range Hoods | Undercabinet | Ningbo Fotile Kitchen Ware Co. Ltd. | FOTILE | JQG7502 | 30 | 0 |  | 6" | Vertical | MS | 0.1 | 400 | 4 | 169 |  | NO | N/A | N/A | N/A | N/A | N/A | 4506611
| Kitchen Range Hoods | Undercabinet | Ningbo Fotile Kitchen Ware Co. Ltd. | FOTILE | JQG7502.G | 30 | 0 |  | 6" | Vertical | LS | 0.1 | 230 | 1.2 | 85.5 |  | NO | N/A | N/A | N/A | N/A | N/A | 4506614
| Kitchen Range Hoods | Undercabinet | Ningbo Fotile Kitchen Ware Co. Ltd. | FOTILE | JQG7502.G | 30 | 0 |  | 6" | Vertical | HS | 0.1 | 520 | 6 | 256 |  | NO | N/A | N/A | N/A | N/A | N/A | 4506614
| Kitchen Range Hoods | Undercabinet | Ningbo Fotile Kitchen Ware Co. Ltd. | FOTILE | JQG7502.G | 30 | 0 |  | 6" | Vertical | MS | 0.1 | 400 | 4 | 169 |  | NO | N/A | N/A | N/A | N/A | N/A | 4506614
| Kitchen Range Hoods | Undercabinet | Ningbo Fotile Kitchen Ware Co. Ltd. | FOTILE | JQG7505 | 30 | 0 |  | 6" | Vertical Exhaust | HS | 0.1 | 520 | 6.5 | 109 |  | NO | N/A | N/A | N/A | N/A | N/A | 4507212
| Kitchen Range Hoods | Undercabinet | Ningbo Fotile Kitchen Ware Co. Ltd. | FOTILE | JQG7505 | 30 | 0 |  | 6" | Vertical Exhaust | MS | 0.1 | 410 | 4 | 58 |  | NO | N/A | N/A | N/A | N/A | N/A | 4507212
| Kitchen Range Hoods | Undercabinet | Ningbo Fotile Kitchen Ware Co. Ltd. | FOTILE | JQG7505 | 30 | 0 |  | 6" | Vertical Exhaust | BS | 0.1 | 580 | 7.5 | 143 |  | NO | N/A | N/A | N/A | N/A | N/A | 4507212
| Kitchen Range Hoods | Undercabinet | Ningbo Fotile Kitchen Ware Co. Ltd. | FOTILE | JQG7505 | 30 | 0 |  | 6" | Vertical Exhaust | LS | 0.1 | 220 | 1.2 | 20 |  | NO | N/A | N/A | N/A | N/A | N/A | 4507212
| Kitchen Range Hoods | Undercabinet | Ningbo Fotile Kitchen Ware Co. Ltd. | FOTILE | JQG7505-W | 30 | 0 |  | 6" | Vertical | HS | 0.1 | 520 | 6.5 | 109 |  | NO | N/A | N/A | N/A | N/A | N/A | 4507215
| Kitchen Range Hoods | Undercabinet | Ningbo Fotile Kitchen Ware Co. Ltd. | FOTILE | JQG7505-W | 30 | 0 |  | 6" | Vertical | LS | 0.1 | 220 | 1.2 | 20 |  | NO | N/A | N/A | N/A | N/A | N/A | 4507215
| Kitchen Range Hoods | Undercabinet | Ningbo Fotile Kitchen Ware Co. Ltd. | FOTILE | JQG7505-W | 30 | 0 |  | 6" | Vertical | MS | 0.1 | 410 | 4 | 58 |  | NO | N/A | N/A | N/A | N/A | N/A | 4507215
| Kitchen Range Hoods | Undercabinet | Ningbo Fotile Kitchen Ware Co. Ltd. | FOTILE | JQG7505-W | 30 | 0 |  | 6" | Vertical | BS | 0.1 | 580 | 7.5 | 143 |  | NO | N/A | N/A | N/A | N/A | N/A | 4507215
| Kitchen Range Hoods | Chimney Hood | Ningbo Fotile Kitchen Ware Co. Ltd. | FOTILE | JQG7507 | 30 | 0 |  | 6" | Vertical | LS | 0.1 | 238 | 1.2 | 21.7 |  | NO | N/A | N/A | N/A | N/A | N/A | 4508443
| Kitchen Range Hoods | Chimney Hood | Ningbo Fotile Kitchen Ware Co. Ltd. | FOTILE | JQG7507 | 30 | 0 |  | 6" | Vertical | HS | 0.1 | 544 | 6 | 109 |  | NO | N/A | N/A | N/A | N/A | N/A | 4508443
| Kitchen Range Hoods | Chimney Hood | Ningbo Fotile Kitchen Ware Co. Ltd. | FOTILE | JQG7507 | 30 | 0 |  | 6" | Vertical | BS | 0.1 | 638 | 8.5 | 167 |  | NO | N/A | N/A | N/A | N/A | N/A | 4508443
| Kitchen Range Hoods | Chimney Hood | Ningbo Fotile Kitchen Ware Co. Ltd. | FOTILE | JQG7507 | 30 | 0 |  | 6" | Vertical | MS | 0.1 | 421 | 4 | 58.4 |  | NO | N/A | N/A | N/A | N/A | N/A | 4508443
| Kitchen Range Hoods | Undercabinet | Ningbo Fotile Kitchen Ware Co. Ltd. | FOTILE | JQG7507-W | 30 | 0 |  | 6" | Vertical | LS | 0.1 | 238 | 1.2 | 21.7 |  | NO | N/A | N/A | N/A | N/A | N/A | 4508448
| Kitchen Range Hoods | Undercabinet | Ningbo Fotile Kitchen Ware Co. Ltd. | FOTILE | JQG7507-W | 30 | 0 |  | 6" | Vertical | MS | 0.1 | 421 | 4 | 58.4 |  | NO | N/A | N/A | N/A | N/A | N/A | 4508448
| Kitchen Range Hoods | Undercabinet | Ningbo Fotile Kitchen Ware Co. Ltd. | FOTILE | JQG7507-W | 30 | 0 |  | 6" | Vertical | HS | 0.1 | 544 | 6 | 109 |  | NO | N/A | N/A | N/A | N/A | N/A | 4508448
| Kitchen Range Hoods | Undercabinet | Ningbo Fotile Kitchen Ware Co. Ltd. | FOTILE | JQG7507-W | 30 | 0 |  | 6" | Vertical | BS | 0.1 | 638 | 8.5 | 167 |  | NO | N/A | N/A | N/A | N/A | N/A | 4508448
| Kitchen Range Hoods | Undercabinet | Ningbo Fotile Kitchen Ware Co. Ltd. | FOTILE | JQG7507-Y | 30 | 0 |  | 6" | Vertical | BS | 0.1 | 638 | 8.5 | 167 |  | NO | N/A | N/A | N/A | N/A | N/A | 4508441
| Kitchen Range Hoods | Undercabinet | Ningbo Fotile Kitchen Ware Co. Ltd. | FOTILE | JQG7507-Y | 30 | 0 |  | 6" | Vertical | HS | 0.1 | 544 | 6 | 109 |  | NO | N/A | N/A | N/A | N/A | N/A | 4508441
| Kitchen Range Hoods | Undercabinet | Ningbo Fotile Kitchen Ware Co. Ltd. | FOTILE | JQG7507-Y | 30 | 0 |  | 6" | Vertical | MS | 0.1 | 421 | 4 | 58.4 |  | NO | N/A | N/A | N/A | N/A | N/A | 4508441
| Kitchen Range Hoods | Undercabinet | Ningbo Fotile Kitchen Ware Co. Ltd. | FOTILE | JQG7507-Y | 30 | 0 |  | 6" | Vertical | LS | 0.1 | 238 | 1.2 | 21.7 |  | NO | N/A | N/A | N/A | N/A | N/A | 4508441
| Kitchen Range Hoods | Undercabinet | Ningbo Fotile Kitchen Ware Co. Ltd. | FOTILE | JQG7522 | 30 | 0 |  | 6" | Vertical | LS | 0.1 | 230 | 1.2 | 85.5 |  | NO | N/A | N/A | N/A | N/A | N/A | 4506613
| Kitchen Range Hoods | Undercabinet | Ningbo Fotile Kitchen Ware Co. Ltd. | FOTILE | JQG7522 | 30 | 0 |  | 6" | Vertical | HS | 0.1 | 520 | 6 | 256 |  | NO | N/A | N/A | N/A | N/A | N/A | 4506613
| Kitchen Range Hoods | Undercabinet | Ningbo Fotile Kitchen Ware Co. Ltd. | FOTILE | JQG7522 | 30 | 0 |  | 6" | Vertical | MS | 0.1 | 400 | 4 | 169 |  | NO | N/A | N/A | N/A | N/A | N/A | 4506613
| Kitchen Range Hoods | Undercabinet | Ningbo Fotile Kitchen Ware Co. Ltd. | FOTILE | JQG9001 | 36 | 0 |  | 6" | Vertical | LS | 0.1 | 230 | 1.2 | 85.5 |  | NO | N/A | N/A | N/A | N/A | N/A | 4506612
| Kitchen Range Hoods | Undercabinet | Ningbo Fotile Kitchen Ware Co. Ltd. | FOTILE | JQG9001 | 36 | 0 |  | 6" | Vertical | HS | 0.1 | 520 | 6 | 256 |  | NO | N/A | N/A | N/A | N/A | N/A | 4506612
| Kitchen Range Hoods | Undercabinet | Ningbo Fotile Kitchen Ware Co. Ltd. | FOTILE | JQG9001 | 36 | 0 |  | 6" | Vertical | MS | 0.1 | 400 | 4 | 169 |  | NO | N/A | N/A | N/A | N/A | N/A | 4506612
| Kitchen Range Hoods | Undercabinet | Ningbo Fotile Kitchen Ware Co. Ltd. | FOTILE | JQG9006 | 36 | 0 |  | 6" | Vertical | MS | 0.1 | 410 | 4 | 58 |  | NO | N/A | N/A | N/A | N/A | N/A | 4507752
| Kitchen Range Hoods | Undercabinet | Ningbo Fotile Kitchen Ware Co. Ltd. | FOTILE | JQG9006 | 36 | 0 |  | 6" | Vertical | LS | 0.1 | 220 | 1.2 | 20 |  | NO | N/A | N/A | N/A | N/A | N/A | 4507752
| Kitchen Range Hoods | Undercabinet | Ningbo Fotile Kitchen Ware Co. Ltd. | FOTILE | JQG9006 | 36 | 0 |  | 6" | Vertical | HS | 0.1 | 520 | 6.5 | 109 |  | NO | N/A | N/A | N/A | N/A | N/A | 4507752
| Kitchen Range Hoods | Undercabinet | Ningbo Fotile Kitchen Ware Co. Ltd. | FOTILE | JQG9006 | 36 | 0 |  | 6" | Vertical | BS | 0.1 | 580 | 7.5 | 143 |  | NO | N/A | N/A | N/A | N/A | N/A | 4507752
| Kitchen Range Hoods | Undercabinet | Ningbo Fotile Kitchen Ware Co. Ltd. | FOTILE | JQG9006-W | 36 | 0 |  | 6" | Vertical | MS | 0.1 | 410 | 4 | 58 |  | NO | N/A | N/A | N/A | N/A | N/A | 4507753
| Kitchen Range Hoods | Undercabinet | Ningbo Fotile Kitchen Ware Co. Ltd. | FOTILE | JQG9006-W | 36 | 0 |  | 6" | Vertical | LS | 0.1 | 220 | 1.2 | 20 |  | NO | N/A | N/A | N/A | N/A | N/A | 4507753
| Kitchen Range Hoods | Undercabinet | Ningbo Fotile Kitchen Ware Co. Ltd. | FOTILE | JQG9006-W | 36 | 0 |  | 6" | Vertical | HS | 0.1 | 520 | 6.5 | 109 |  | NO | N/A | N/A | N/A | N/A | N/A | 4507753
| Kitchen Range Hoods | Undercabinet | Ningbo Fotile Kitchen Ware Co. Ltd. | FOTILE | JQG9006-W | 36 | 0 |  | 6" | Vertical | BS | 0.1 | 580 | 7.5 | 143 |  | NO | N/A | N/A | N/A | N/A | N/A | 4507753
| Kitchen Range Hoods | Microwave | Bertazzoni SpA | Bertazzoni | KOTR24XV | 24 | 0 |  | 3 1/4" x 10" | Horizontal | WS | 0.028 | 100 | 2 |  |  | NO | N/A | N/A | N/A | N/A | N/A | 4508337
| Kitchen Range Hoods | Microwave | Bertazzoni SpA | Bertazzoni | KOTR24XV | 24 | 0 |  | 3 1/4" x 10" | Vertical | WS | 0.028 | 110 | 1.5 |  |  | NO | N/A | N/A | N/A | N/A | N/A | 4508337
| Kitchen Range Hoods | Microwave | Bertazzoni SpA | Bertazzoni | KOTR24XV | 24 | 0 |  | 3 1/4" x 10" | Vertical | HS | 0.1 | 220 | 6.5 |  |  | NO | N/A | N/A | N/A | N/A | N/A | 4508337
| Kitchen Range Hoods | Microwave | Bertazzoni SpA | Bertazzoni | KOTR24XV | 24 | 0 |  | 3 1/4" x 10" | Horizontal | HS | 0.1 | 210 | 6.5 |  |  | NO | N/A | N/A | N/A | N/A | N/A | 4508337
| Kitchen Range Hoods | Microwave | Bertazzoni SpA | Bertazzoni | KOTR30X | 30 | 0 |  | 3 1/4" X 10" | Horizontal | WS | 0.026 | 120 | 3 |  |  | NO | N/A | N/A | N/A | N/A | N/A | 4508265
| Kitchen Range Hoods | Microwave | Bertazzoni SpA | Bertazzoni | KOTR30X | 30 | 0 |  | 3 1/4" X 10" | Vertical | WS | 0.025 | 120 | 2 |  |  | NO | N/A | N/A | N/A | N/A | N/A | 4508265
| Kitchen Range Hoods | Microwave | Bertazzoni SpA | Bertazzoni | KOTR30X | 30 | 0 |  | 3 1/4" X 10" | Vertical | HS | 0.1 | 250 | 6.5 |  |  | NO | N/A | N/A | N/A | N/A | N/A | 4508265
| Kitchen Range Hoods | Microwave | Bertazzoni SpA | Bertazzoni | KOTR30X | 30 | 0 |  | 3 1/4" X 10" | Horizontal | HS | 0.1 | 230 | 7 |  |  | NO | N/A | N/A | N/A | N/A | N/A | 4508265
| Kitchen Range Hoods | Microwave | Bertazzoni SpA | Bertazzoni | KOTR30XV | 30 | 0 |  | 3 1/4" X 10" | Vertical | WS | 0.026 | 120 | 2.5 |  |  | NO | N/A | N/A | N/A | N/A | N/A | 4508266
| Kitchen Range Hoods | Microwave | Bertazzoni SpA | Bertazzoni | KOTR30XV | 30 | 0 |  | 3 1/4" X 10" | Horizontal | WS | 0.025 | 110 | 2.5 |  |  | NO | N/A | N/A | N/A | N/A | N/A | 4508266
| Kitchen Range Hoods | Microwave | Bertazzoni SpA | Bertazzoni | KOTR30XV | 30 | 0 |  | 3 1/4" X 10" | Horizontal | HS | 0.1 | 230 | 7 |  |  | NO | N/A | N/A | N/A | N/A | N/A | 4508266
| Kitchen Range Hoods | Microwave | Bertazzoni SpA | Bertazzoni | KOTR30XV | 30 | 0 |  | 3 1/4" X 10" | Vertical | HS | 0.1 | 250 | 7 |  |  | NO | N/A | N/A | N/A | N/A | N/A | 4508266
| Other Room Exhaust Fans |  | Broan-NuTone LLC | Broan | L100E |  | 0 |  | 8" | Horizontal | HS | 0.1 | 130 | 0.3 | 26.4 | 4.9 | Yes | Yes | Yes | Yes | Yes | Yes | 5004291
| Other Room Exhaust Fans |  | Broan-NuTone LLC | Broan | L100E |  | 0 |  | 8" | Vertical | HS | 0.1 | 140 | 0.3 | 26.3 | 5.3 | Yes | Yes | Yes | Yes | Yes | Yes | 5004291
| Other Room Exhaust Fans |  | Broan-NuTone LLC | Broan | L100E |  | 0 |  | 8" | Horizontal | HS | 0.25 | 97 | 0.8 |  |  | Yes | Yes | Yes | Yes | Yes | Yes | 5004291
| Other Room Exhaust Fans |  | Broan-NuTone LLC | Broan | L100E |  | 0 |  | 8" | Vertical | HS | 0.25 | 101 | 0.6 |  |  | Yes | Yes | Yes | Yes | Yes | Yes | 5004291
| Inline Fans | Single-port | Broan-NuTone LLC | Broan | L100EL |  | 0 |  | 8" | Horizontal | HS | 0.2 | 100 |  | 25 | 4.0 | Yes | Yes | Yes | Yes | Yes | Yes | 3005138
| Other Room Exhaust Fans |  | Broan-NuTone LLC | Broan | L150E |  | 0 |  | 8" | Horizontal | HS | 0.1 | 200 | 1 | 43.1 | 4.6 | Yes | Yes | Yes | Yes | Yes | Yes | 5004292
| Other Room Exhaust Fans |  | Broan-NuTone LLC | Broan | L150E |  | 0 |  | 8" | Vertical | HS | 0.1 | 210 | 0.7 | 43 | 4.8 | Yes | Yes | Yes | Yes | Yes | Yes | 5004292
| Other Room Exhaust Fans |  | Broan-NuTone LLC | Broan | L150E |  | 0 |  | 8" | Horizontal | HS | 0.25 | 168 | 1.4 |  |  | Yes | Yes | Yes | Yes | Yes | Yes | 5004292
| Other Room Exhaust Fans |  | Broan-NuTone LLC | Broan | L150E |  | 0 |  | 8" | Vertical | HS | 0.25 | 178 | 1 |  |  | Yes | Yes | Yes | Yes | Yes | Yes | 5004292
| Inline Fans | Single-port | Broan-NuTone LLC | Broan | L150EL |  | 0 |  | 8" | Horizontal | HS | 0.2 | 170 |  | 41.9 | 4.0 | Yes | Yes | Yes | Yes | Yes | Yes | 3005137
| Other Room Exhaust Fans |  | Broan-NuTone LLC | Broan | L200E |  | 0 |  | 8" | Horizontal | HS | 0.1 | 230 | 1.3 | 52 | 4.4 | Yes | Yes | Yes | Yes | Yes | Yes | 5004295
| Other Room Exhaust Fans |  | Broan-NuTone LLC | Broan | L200E |  | 0 |  | 8" | Vertical | HS | 0.1 | 240 | 1 | 52 | 4.6 | Yes | Yes | Yes | Yes | Yes | Yes | 5004295
| Other Room Exhaust Fans |  | Broan-NuTone LLC | Broan | L200E |  | 0 |  | 8" | Horizontal | HS | 0.25 | 198 | 1.5 |  |  | Yes | Yes | Yes | Yes | Yes | Yes | 5004295
| Other Room Exhaust Fans |  | Broan-NuTone LLC | Broan | L200E |  | 0 |  | 8" | Vertical | HS | 0.25 | 209 | 1.3 |  |  | Yes | Yes | Yes | Yes | Yes | Yes | 5004295
| Inline Fans | Single-port | Broan-NuTone LLC | Broan | L200EL |  | 0 |  | 8" | Horizontal | HS | 0.2 | 200 |  | 50.4 | 3.9 | Yes | Yes | Yes | Yes | Yes | Yes | 3005140
| Other Room Exhaust Fans |  | Broan-NuTone LLC | Broan | L250E |  | 0 |  | 8" | Horizontal | HS | 0.1 | 270 | 1.5 | 60.3 | 4.4 | Yes | Yes | Yes | Yes | Yes | Yes | 5004303
| Other Room Exhaust Fans |  | Broan-NuTone LLC | Broan | L250E |  | 0 |  | 8" | Vertical | HS | 0.1 | 270 | 1.4 | 60.5 | 4.4 | Yes | Yes | Yes | Yes | Yes | Yes | 5004303
| Other Room Exhaust Fans |  | Broan-NuTone LLC | Broan | L250E |  | 0 |  | 8" | Horizontal | HS | 0.25 | 242 | 2 |  |  | Yes | Yes | Yes | Yes | Yes | Yes | 5004303
| Other Room Exhaust Fans |  | Broan-NuTone LLC | Broan | L250E |  | 0 |  | 8" | Vertical | HS | 0.25 | 242 | 1.5 |  |  | Yes | Yes | Yes | Yes | Yes | Yes | 5004303
| Inline Fans | Single-port | Broan-NuTone LLC | Broan | L250EL |  | 0 |  | 8" | Horizontal | HS | 0.2 | 230 |  | 59.2 | 3.8 | Yes | Yes | Yes | Yes | Yes | Yes | 3005141
| Other Room Exhaust Fans |  | Broan-NuTone LLC | Broan | L300E |  | 0 |  | 8" | Horizontal | HS | 0.1 | 310 | 2.5 | 124 |  | Yes | Yes | Yes | Yes | Yes | Yes | 5004294
| Other Room Exhaust Fans |  | Broan-NuTone LLC | Broan | L300E |  | 0 |  | 8" | Horizontal | HS | 0.25 | 281 | 2.5 |  |  | Yes | Yes | Yes | Yes | Yes | Yes | 5004294
| Other Room Exhaust Fans |  | Broan-NuTone LLC | Broan | L300E |  | 0 |  | 8" | Vertical | HS | 0.1 | 310 | 2.5 | 124 |  | Yes | Yes | Yes | Yes | Yes | Yes | 5004294
| Other Room Exhaust Fans |  | Broan-NuTone LLC | Broan | L300E |  | 0 |  | 8" | Vertical | HS | 0.25 | 282 | 2.5 |  |  | Yes | Yes | Yes | Yes | Yes | Yes | 5004294
| Inline Fans | Single-port | Broan-NuTone LLC | Broan | L300EL |  | 0 |  | 8" | Horizontal | HS | 0.2 | 270 |  | 71 | 3.8 | Yes | Yes | Yes | Yes | Yes | Yes | 3005134
| Bathroom Exhaust Fans |  | The Home Depot USA Inc. | Hampton Bay | LDS-BF3001 |  | 0 |  | 6" | Horizontal Exhaust | HS | 0.1 | 160 | 1.1 | 38 |  | Yes | Yes | Yes | Yes | Yes | Yes | 1006943
| Bathroom Exhaust Fans |  | The Home Depot USA Inc. | Hampton Bay | LDS-BF3001 |  | 0 |  | 6" | Horizontal | HS | 0.25 | 134 |  |  |  | Yes | Yes | Yes | Yes | Yes | Yes | 1006943
| Bathroom Exhaust Fans |  | The Home Depot USA Inc. | Hampton Bay | LDS-BF3002 |  | 0 |  | 6" | Horizontal | HS | 0.25 | 134 |  |  |  | Yes | Yes | Yes | Yes | Yes | Yes | 1006944
| Bathroom Exhaust Fans |  | The Home Depot USA Inc. | Hampton Bay | LDS-BF3002 |  | 0 |  | 6" | Horizontal | HS | 0.1 | 160 | 1.1 | 38 |  | Yes | Yes | Yes | Yes | Yes | Yes | 1006944
| Bathroom Exhaust Fans |  | The Home Depot USA Inc. | Hampton Bay | LDS-BF3003 |  | 0 |  | 6" | Horizontal | HS | 0.25 | 134 |  |  |  | Yes | Yes | Yes | Yes | Yes | Yes | 1006945
| Bathroom Exhaust Fans |  | The Home Depot USA Inc. | Hampton Bay | LDS-BF3003 |  | 0 |  | 6" | Horizontal | HS | 0.1 | 160 | 1.1 | 38 |  | Yes | Yes | Yes | Yes | Yes | Yes | 1006945
| Kitchen Range Hoods | Insert/Power Pack | Air King America LLC | Air King | LE300A | 28 | 0 |  | 6" | Vertical Exhaust | WS | 0.03 | 150 | 2 | 41.6 | 3.6 | Yes | N/A | N/A | N/A | N/A | N/A | 4508314
| Kitchen Range Hoods | Insert/Power Pack | Air King America LLC | Air King | LE300A | 28 | 0 |  | 6" | Vertical Exhaust | HS | 0.1 | 300 | 5 | 88.5 | 3.3 | Yes | N/A | N/A | N/A | N/A | N/A | 4508314
| Bathroom Exhaust Fans |  | Air King America LLC | Air King | LEDAK100 |  | 0 |  | 4" | Horizontal | HS | 0.1 | 100 | 2 | 26.5 | 3.7 | Yes | Yes | Yes | Yes | Yes | Yes | 1004597
| Bathroom Exhaust Fans |  | Air King America LLC | Air King | LEDAK100 |  | 0 |  | 4" | Horizontal | HS | 0.25 | 83 |  |  |  | Yes | Yes | Yes | Yes | Yes | Yes | 1004597
| Bathroom Exhaust Fans |  | Air King America LLC | Air King | LEDAK100D |  | 0 |  | 4" | Horizontal | LS | 0.1 | 50 | 0.4 | 13 | 3.8 | Yes | Yes | Yes | Yes | Yes | Yes | 1004992
| Bathroom Exhaust Fans |  | Air King America LLC | Air King | LEDAK100D |  | 0 |  | 4" | Horizontal | HS | 0.1 | 100 | 2 | 26.5 | 3.7 | Yes | Yes | Yes | Yes | Yes | Yes | 1004992
| Bathroom Exhaust Fans |  | Air King America LLC | Air King | LEDAK100D |  | 0 |  | 4" | Horizontal | HS | 0.25 | 83 |  |  |  | Yes | Yes | Yes | Yes | Yes | Yes | 1004992
| Bathroom Exhaust Fans |  | Air King America LLC | Air King | LEDAK100H |  | 0 |  | 4" | Horizontal | HS | 0.1 | 100 | 2 | 26.5 | 3.7 | Yes | Yes | Yes | Yes | Yes | Yes | 1004598
| Bathroom Exhaust Fans |  | Air King America LLC | Air King | LEDAK100H |  | 0 |  | 4" | Horizontal | HS | 0.25 | 83 |  |  |  | Yes | Yes | Yes | Yes | Yes | Yes | 1004598
| Bathroom Exhaust Fans |  | Air King America LLC | Air King | LEDAK50 |  | 0 |  | 4" | Horizontal | HS | 0.1 | 50 | 0.3 | 16 | 3.1 | Yes | Yes | Yes | Yes | Yes | Yes | 1004781
| Bathroom Exhaust Fans |  | Air King America LLC | Air King | LEDAK50 |  | 0 |  | 4" | Horizontal | HS | 0.25 | 35 |  |  |  | Yes | Yes | Yes | Yes | Yes | Yes | 1004781
| Bathroom Exhaust Fans |  | Air King America LLC | Air King | LEDAK80 |  | 0 |  | 4" | Horizontal | HS | 0.1 | 80 | 1.2 | 27.6 | 2.8 | Yes | Yes | Yes | Yes | Yes | Yes | 1007176
| Bathroom Exhaust Fans |  | Air King America LLC | Air King | LEDAK80 |  | 0 |  | 4" | Horizontal | HS | 0.25 | 67 |  |  |  | Yes | Yes | Yes | Yes | Yes | Yes | 1007176
| Kitchen Range Hoods | Microwave | Electrolux | Frigidaire | LFMV1645TF | 30 | 0 |  | 3 1/4" x 10" | Vertical | WS | 0.036 | 100 | 1.3 |  |  | NO | N/A | N/A | N/A | N/A | N/A | 4505825
| Kitchen Range Hoods | Microwave | Electrolux | Frigidaire | LFMV1645TF | 30 | 0 |  | 3 1/4" x 10" | Vertical | HS | 0.1 | 170 | 4 |  |  | NO | N/A | N/A | N/A | N/A | N/A | 4505825
| Kitchen Range Hoods | Microwave | Electrolux | Frigidaire | LFMV1645TF | 30 | 0 |  | 3 1/4" x 10" | Horizontal | WS | 0.036 | 100 | 1.4 |  |  | NO | N/A | N/A | N/A | N/A | N/A | 4505825
| Kitchen Range Hoods | Microwave | Electrolux | Frigidaire | LFMV1645TF | 30 | 0 |  | 3 1/4" x 10" | Horizontal | HS | 0.1 | 160 | 4 |  |  | NO | N/A | N/A | N/A | N/A | N/A | 4505825
| Kitchen Range Hoods | Microwave | Electrolux | Frigidaire | LFMV1846VFA | 30 | 0 |  | 3 1/4" X 10" | Horizontal Exhaust | WS | 0.029 | 90 | 2 |  |  | NO | N/A | N/A | N/A | N/A | N/A | 4507319
| Kitchen Range Hoods | Microwave | Electrolux | Frigidaire | LFMV1846VFA | 30 | 0 |  | 3 1/4" x 10" | Vertical Exhaust | WS | 0.016 | 90 | 2 |  |  | NO | N/A | N/A | N/A | N/A | N/A | 4507319
| Kitchen Range Hoods | Microwave | Electrolux | Frigidaire | LFMV1846VFA | 30 | 0 |  | 3 1/4" X 10" | Horizontal Exhaust | HS | 0.1 | 240 | 7 |  |  | NO | N/A | N/A | N/A | N/A | N/A | 4507319
| Kitchen Range Hoods | Microwave | Electrolux | Frigidaire | LFMV1846VFA | 30 | 0 |  | 3 1/4" X 10" | Vertical Exhaust | HS | 0.1 | 240 | 6.5 |  |  | NO | N/A | N/A | N/A | N/A | N/A | 4507319
| Bathroom Exhaust Fans |  | Broan-NuTone LLC | Broan | LP110 |  | 0 |  | 4" | Horizontal | HS | 0.1 | 110 | 1.5 | 30.6 | 3.5 | Yes | Yes | Yes | Yes | Yes | Yes | 1005504
| Bathroom Exhaust Fans |  | Broan-NuTone LLC | Broan | LP110 |  | 0 |  | 4" | Horizontal | HS | 0.25 | 90 |  |  |  | Yes | Yes | Yes | Yes | Yes | Yes | 1005504
| Bathroom Exhaust Fans |  | Broan-NuTone LLC | Broan | LP110 = LP110H with LP110F |  | 0 |  | 4" | Horizontal | HS | 0.1 | 110 | 1.5 | 30.6 | 3.5 | Yes | Yes | Yes | Yes | Yes | Yes | 1005505
| Bathroom Exhaust Fans |  | Broan-NuTone LLC | Broan | LP110 = LP110H with LP110F |  | 0 |  | 4" | Horizontal | HS | 0.25 | 90 |  |  |  | Yes | Yes | Yes | Yes | Yes | Yes | 1005505
| Bathroom Exhaust Fans |  | Broan-NuTone LLC | Broan | LP50100DC |  | 0 |  | 4" | Horizontal | 50 CFM | 0.1 | 50 | 0.3 | 4 | 12.5 | Yes | Yes | Yes | Yes | Yes | Yes | 1006115
| Bathroom Exhaust Fans |  | Broan-NuTone LLC | Broan | LP50100DC |  | 0 |  | 4" | Horizontal | 80 CFM | 0.1 | 80 | 0.6 | 6.3 | 12.6 | Yes | Yes | Yes | Yes | Yes | Yes | 1006115
| Bathroom Exhaust Fans |  | Broan-NuTone LLC | Broan | LP50100DC |  | 0 |  | 4" | Horizontal | 100 CFM | 0.1 | 100 | 1.2 | 11.1 | 9.0 | Yes | Yes | Yes | Yes | Yes | Yes | 1006115
| Bathroom Exhaust Fans |  | Broan-NuTone LLC | Broan | LP50100DC |  | 0 |  | 4" | Horizontal | 50 CFM | 0.25 | 52 | 1.3 | 7.8 |  | Yes | Yes | Yes | Yes | Yes | Yes | 1006115
| Bathroom Exhaust Fans |  | Broan-NuTone LLC | Broan | LP50100DC |  | 0 |  | 4" | Horizontal | 80 CFM | 0.25 | 80 | 1.5 | 11.4 |  | Yes | Yes | Yes | Yes | Yes | Yes | 1006115
| Bathroom Exhaust Fans |  | Broan-NuTone LLC | Broan | LP50100DC |  | 0 |  | 4" | Horizontal | 100 CFM | 0.25 | 101 | 2 | 16 |  | Yes | Yes | Yes | Yes | Yes | Yes | 1006115
| Bathroom Exhaust Fans |  | Broan-NuTone LLC | Broan | LP50100DC = LPDCH with LP50100DCF |  | 0 |  | 4" | Horizontal | 100 CFM | 0.1 | 100 | 1.2 | 11.1 | 9.0 | Yes | Yes | Yes | Yes | Yes | Yes | 1006116
| Bathroom Exhaust Fans |  | Broan-NuTone LLC | Broan | LP50100DC = LPDCH with LP50100DCF |  | 0 |  | 4" | Horizontal | 80 CFM | 0.1 | 80 | 0.6 | 6.3 | 12.6 | Yes | Yes | Yes | Yes | Yes | Yes | 1006116
| Bathroom Exhaust Fans |  | Broan-NuTone LLC | Broan | LP50100DC = LPDCH with LP50100DCF |  | 0 |  | 4" | Horizontal | 50 CFM | 0.1 | 50 | 0.3 | 4 | 12.5 | Yes | Yes | Yes | Yes | Yes | Yes | 1006116
| Bathroom Exhaust Fans |  | Broan-NuTone LLC | Broan | LP50100DC = LPDCH with LP50100DCF |  | 0 |  | 4" | Horizontal | 100 CFM | 0.25 | 101 | 2 | 16 |  | Yes | Yes | Yes | Yes | Yes | Yes | 1006116
| Bathroom Exhaust Fans |  | Broan-NuTone LLC | Broan | LP50100DC = LPDCH with LP50100DCF |  | 0 |  | 4" | Horizontal | 80 CFM | 0.25 | 80 | 1.5 | 11.4 |  | Yes | Yes | Yes | Yes | Yes | Yes | 1006116
| Bathroom Exhaust Fans |  | Broan-NuTone LLC | Broan | LP50100DC = LPDCH with LP50100DCF |  | 0 |  | 4" | Horizontal | 50 CFM | 0.25 | 52 | 1.3 | 7.8 |  | Yes | Yes | Yes | Yes | Yes | Yes | 1006116
| Bathroom Exhaust Fans |  | Broan-NuTone LLC | Broan-NuTone | LP510R |  | 0 |  | 4" | Horizontal | HS | 0.1 | 100 | 1.2 | 11 | 9.0 | Yes | Yes | Yes | Yes | Yes | Yes | 1007400
| Bathroom Exhaust Fans |  | Broan-NuTone LLC | Broan-NuTone | LP510R |  | 0 |  | 4" | Horizontal | MS | 0.1 | 80 | 0.9 | 7 | 11.4 | Yes | Yes | Yes | Yes | Yes | Yes | 1007400
| Bathroom Exhaust Fans |  | Broan-NuTone LLC | Broan-NuTone | LP510R |  | 0 |  | 4" | Horizontal | LS | 0.1 | 50 | 0.4 | 5 | 10.0 | Yes | Yes | Yes | Yes | Yes | Yes | 1007400
| Bathroom Exhaust Fans |  | Broan-NuTone LLC | Broan-NuTone | LP510R |  | 0 |  | 4" | Horizontal | HS | 0.25 | 96 | 2 |  |  | Yes | Yes | Yes | Yes | Yes | Yes | 1007400
| Bathroom Exhaust Fans |  | Broan-NuTone LLC | Broan-NuTone | LP510R |  | 0 |  | 4" | Horizontal | MS | 0.25 | 80 | 1.5 |  |  | Yes | Yes | Yes | Yes | Yes | Yes | 1007400
| Bathroom Exhaust Fans |  | Broan-NuTone LLC | Broan-NuTone | LP510R |  | 0 |  | 4" | Horizontal | LS | 0.25 | 52 | 1 |  |  | Yes | Yes | Yes | Yes | Yes | Yes | 1007400
| Bathroom Exhaust Fans |  | Broan-NuTone LLC | Broan-NuTone | LP510RS |  | 0 |  | 4" | Horizontal | HS | 0.1 | 100 | 1.2 | 11 | 9.0 | Yes | Yes | Yes | Yes | Yes | Yes | 1007692
| Bathroom Exhaust Fans |  | Broan-NuTone LLC | Broan-NuTone | LP510RS |  | 0 |  | 4" | Horizontal | MS | 0.1 | 80 | 0.9 | 7 | 11.4 | Yes | Yes | Yes | Yes | Yes | Yes | 1007692
| Bathroom Exhaust Fans |  | Broan-NuTone LLC | Broan-NuTone | LP510RS |  | 0 |  | 4" | Horizontal | LS | 0.1 | 50 | 0.4 | 5 | 10.0 | Yes | Yes | Yes | Yes | Yes | Yes | 1007692
| Bathroom Exhaust Fans |  | Broan-NuTone LLC | Broan-NuTone | LP510RS |  | 0 |  | 4" | Horizontal | LS | 0.25 | 52 | 1 |  |  | Yes | Yes | Yes | Yes | Yes | Yes | 1007692
| Bathroom Exhaust Fans |  | Broan-NuTone LLC | Broan-NuTone | LP510RS |  | 0 |  | 4" | Horizontal | HS | 0.25 | 96 | 2 |  |  | Yes | Yes | Yes | Yes | Yes | Yes | 1007692
| Bathroom Exhaust Fans |  | Broan-NuTone LLC | Broan-NuTone | LP510RS |  | 0 |  | 4" | Horizontal | MS | 0.25 | 80 | 1.5 |  |  | Yes | Yes | Yes | Yes | Yes | Yes | 1007692
| Bathroom Exhaust Fans |  | Broan-NuTone LLC | Broan-NuTone | LP510RSL |  | 0 |  | 4" | Horizontal | HS | 0.1 | 100 | 1.2 | 11 | 9.0 | Yes | Yes | Yes | Yes | Yes | Yes | 1007454
| Bathroom Exhaust Fans |  | Broan-NuTone LLC | Broan-NuTone | LP510RSL |  | 0 |  | 4" | Horizontal | MS | 0.1 | 80 | 0.9 | 7 | 11.4 | Yes | Yes | Yes | Yes | Yes | Yes | 1007454
| Bathroom Exhaust Fans |  | Broan-NuTone LLC | Broan-NuTone | LP510RSL |  | 0 |  | 4" | Horizontal | LS | 0.1 | 50 | 0.4 | 5 | 10.0 | Yes | Yes | Yes | Yes | Yes | Yes | 1007454
| Bathroom Exhaust Fans |  | Broan-NuTone LLC | Broan-NuTone | LP510RSL |  | 0 |  | 4" | Horizontal | HS | 0.25 | 96 | 2 |  |  | Yes | Yes | Yes | Yes | Yes | Yes | 1007454
| Bathroom Exhaust Fans |  | Broan-NuTone LLC | Broan-NuTone | LP510RSL |  | 0 |  | 4" | Horizontal | MS | 0.25 | 80 | 1.5 |  |  | Yes | Yes | Yes | Yes | Yes | Yes | 1007454
| Bathroom Exhaust Fans |  | Broan-NuTone LLC | Broan-NuTone | LP510RSL |  | 0 |  | 4" | Horizontal | LS | 0.25 | 52 | 1 |  |  | Yes | Yes | Yes | Yes | Yes | Yes | 1007454
| Bathroom Exhaust Fans |  | Broan-NuTone LLC | Broan | LP80 |  | 0 |  | 4" | Horizontal | HS | 0.1 | 80 | 1 | 25.7 | 3.1 | Yes | Yes | Yes | Yes | Yes | Yes | 1003561
| Bathroom Exhaust Fans |  | Broan-NuTone LLC | Broan | LP80 |  | 0 |  | 3" | Horizontal | HS | 0.1 | 70 | 1.3 | 25 | 2.7 | Yes | Yes | Yes | Yes | Yes | Yes | 1003561
| Bathroom Exhaust Fans |  | Broan-NuTone LLC | Broan | LP80 |  | 0 |  | 3" | Horizontal | HS | 0.25 | 55 |  |  |  | Yes | Yes | Yes | Yes | Yes | Yes | 1003561
| Bathroom Exhaust Fans |  | Broan-NuTone LLC | Broan | LP80 |  | 0 |  | 4" | Horizontal | HS | 0.25 | 61 |  |  |  | Yes | Yes | Yes | Yes | Yes | Yes | 1003561
| Bathroom Exhaust Fans |  | Broan-NuTone LLC | Broan | LP80 = LP80H with LP80F |  | 0 |  | 4" | Horizontal | HS | 0.1 | 80 | 1 | 25.7 | 3.1 | Yes | Yes | Yes | Yes | Yes | Yes | 1003584
| Bathroom Exhaust Fans |  | Broan-NuTone LLC | Broan | LP80 = LP80H with LP80F |  | 0 |  | 3" | Horizontal | HS | 0.1 | 70 | 1.3 | 25 | 2.7 | Yes | Yes | Yes | Yes | Yes | Yes | 1003584
| Bathroom Exhaust Fans |  | Broan-NuTone LLC | Broan | LP80 = LP80H with LP80F |  | 0 |  | 3" | Horizontal | HS | 0.25 | 55 |  |  |  | Yes | Yes | Yes | Yes | Yes | Yes | 1003584
| Bathroom Exhaust Fans |  | Broan-NuTone LLC | Broan | LP80 = LP80H with LP80F |  | 0 |  | 4" | Horizontal | HS | 0.25 | 61 |  |  |  | Yes | Yes | Yes | Yes | Yes | Yes | 1003584
| Bathroom Exhaust Fans |  | Broan-NuTone LLC | NuTone | LPN80 = LP80H with LPN80F |  | 0 |  | 3" | Horizontal | HS | 0.1 | 70 | 1.3 | 25 | 2.7 | Yes | Yes | Yes | Yes | Yes | Yes | 1003585
| Bathroom Exhaust Fans |  | Broan-NuTone LLC | NuTone | LPN80 = LP80H with LPN80F |  | 0 |  | 3" | Horizontal | HS | 0.25 | 55 |  |  |  | Yes | Yes | Yes | Yes | Yes | Yes | 1003585
| Bathroom Exhaust Fans |  | Broan-NuTone LLC | NuTone | LPN80 = LP80H with LPN80F |  | 0 |  | 4" | Horizontal | HS | 0.25 | 61 |  |  |  | Yes | Yes | Yes | Yes | Yes | Yes | 1003585
| Bathroom Exhaust Fans |  | Broan-NuTone LLC | NuTone | LPN80 = LP80H with LPN80F |  | 0 |  | 4" | Horizontal | HS | 0.1 | 80 | 1 | 25.7 |  | Yes | Yes | Yes | Yes | Yes | Yes | 1003585
<font color=red>New</font> | Kitchen Range Hoods | Chimney Hood | Vent-A-Hood | Vent-A-Hood | M600 WITH M40SLD | 40 | 0 |  | 6" | Vertical Exhaust | HS | 0.1 | 525 | 8.5 | 325 | 1.6 | NO | N/A | N/A | N/A | N/A | N/A | 4508552
| Bathroom Exhaust Fans |  | Guangdong Meite Mechanical Co., Ltd. | Meite | MB12D-50 |  | 0 |  | 3" | Horizontal | HS | 0.1 | 50 | 3.5 | 42.2 |  | NO | No | No | Yes | No | Yes | 1007787
| Bathroom Exhaust Fans |  | Guangdong Meite Mechanical Co., Ltd. | Meite | MB13L-70 |  | 0 |  | 3" | Horizontal | HS | 0.25 | 53 |  | 23.8 |  | NO | No | No | Yes | No | Yes | 1006919
| Bathroom Exhaust Fans |  | Guangdong Meite Mechanical Co., Ltd. | Meite | MB13L-70 |  | 0 |  | 3" | Horizontal | HS | 0.1 | 70 | 2 | 24.4 |  | NO | No | No | Yes | No | Yes | 1006919
| Bathroom Exhaust Fans |  | Guangdong Meite Mechanical Co., Ltd. | Meite | MB14L-50 |  | 0 |  | 4" | Horizontal | HS | 0.1 | 50 | 0.3 | 17.8 |  | NO | No | No | No | No | No | 1007625
| Bathroom Exhaust Fans |  | Guangdong Meite Mechanical Co., Ltd. | Meite | MB14L-70 |  | 0 |  | 4" | Horizontal | HS | 0.1 | 70 | 0.4 | 20.7 |  | NO | No | No | Yes | No | Yes | 1006937
| Bathroom Exhaust Fans |  | Build.com, Inc. | Miseno | MBF080LWH |  | 0 |  | 4" | Horizontal Exhaust | HS | 0.25 | 61 |  | 17.6 | 3.4 | Yes | Yes | Yes | Yes | Yes | Yes | 1008498
| Bathroom Exhaust Fans |  | Build.com, Inc. | Miseno | MBF080LWH |  | 0 |  | 4" | Horizontal Exhaust | HS | 0.1 | 80 | 0.6 | 19.2 | 4.1 | Yes | Yes | Yes | Yes | Yes | Yes | 1008498
| Bathroom Exhaust Fans |  | Build.com, Inc. | Miseno | MBF100LWH |  | 0 |  | 4" | Horizontal | 110 CFM | 0.1 | 110 | 0.7 | 24.8 |  | Yes | Yes | Yes | Yes | Yes | Yes | 1006101
| Bathroom Exhaust Fans |  | Build.com, Inc. | Miseno | MBF100LWH |  | 0 |  | 4" | Horizontal | 110 CFM | 0.25 | 89 |  | 23.1 |  | Yes | Yes | Yes | Yes | Yes | Yes | 1006101
| Bathroom Exhaust Fans |  | Build.com, Inc. | Miseno | MBF110AWH |  | 0 |  | 4" | Horizontal | 110 CFM | 0.1 | 110 | 1.1 | 25.2 |  | Yes | Yes | Yes | Yes | Yes | Yes | 1006481
| Bathroom Exhaust Fans |  | Build.com, Inc. | Miseno | MBF110AWH |  | 0 |  | 4" | Horizontal | 110 CFM | 0.25 | 83 |  | 23.4 |  | Yes | Yes | Yes | Yes | Yes | Yes | 1006481
| Kitchen Range Hoods | Microwave | CNA International, Inc. | Magic Chef | MCO1500CST | 30 | 0 |  | 3 1/4" X 10" | Vertical | WS | 0.019 | 110 | 1.5 |  |  | NO | N/A | N/A | N/A | N/A | N/A | 4507366
| Kitchen Range Hoods | Microwave | CNA International, Inc. | Magic Chef | MCO1500CST | 30 | 0 |  | 3 1/4" X 10" | Vertical | HS | 0.1 | 240 | 6 |  |  | NO | N/A | N/A | N/A | N/A | N/A | 4507366
| Kitchen Range Hoods | Microwave | CNA International, Inc. | Magic Chef | MCO1500CST | 30 | 0 |  | 3 1/4" X 10" | Horizontal | WS | 0.025 | 100 | 2.5 |  |  | NO | N/A | N/A | N/A | N/A | N/A | 4507366
| Kitchen Range Hoods | Microwave | CNA International, Inc. | Magic Chef | MCO1500CST | 30 | 0 |  | 3 1/4" X 10" | Horizontal | HS | 0.1 | 210 | 7 |  |  | NO | N/A | N/A | N/A | N/A | N/A | 4507366
| Kitchen Range Hoods | Microwave | CNA International, Inc. | Magic Chef | MCO170B | 30 | 0 |  | 3 1/4" X 10" | Horizontal | WS | 0.019 | 110 | 2 |  |  | NO | N/A | N/A | N/A | N/A | N/A | 4508254
| Kitchen Range Hoods | Microwave | CNA International, Inc. | Magic Chef | MCO170B | 30 | 0 |  | 3 1/4" X 10" | Vertical | WS | 0.029 | 130 | 2 |  |  | NO | N/A | N/A | N/A | N/A | N/A | 4508254
| Kitchen Range Hoods | Microwave | CNA International, Inc. | Magic Chef | MCO170B | 30 | 0 |  | 3 1/4" X 10" | Vertical | HS | 0.1 | 250 | 6 |  |  | NO | N/A | N/A | N/A | N/A | N/A | 4508254
| Kitchen Range Hoods | Microwave | CNA International, Inc. | Magic Chef | MCO170B | 30 | 0 |  | 3 1/4" X 10" | Horizontal | HS | 0.1 | 240 | 7.5 |  |  | NO | N/A | N/A | N/A | N/A | N/A | 4508254
| Kitchen Range Hoods | Microwave | CNA International, Inc. | Magic Chef | MCO170ST | 30 | 0 |  | 3 1/4" X 10" | Horizontal | WS | 0.019 | 110 | 2 |  |  | NO | N/A | N/A | N/A | N/A | N/A | 4508255
| Kitchen Range Hoods | Microwave | CNA International, Inc. | Magic Chef | MCO170ST | 30 | 0 |  | 3 1/4" X 10" | Vertical | WS | 0.029 | 130 | 2 |  |  | NO | N/A | N/A | N/A | N/A | N/A | 4508255
| Kitchen Range Hoods | Microwave | CNA International, Inc. | Magic Chef | MCO170ST | 30 | 0 |  | 3 1/4" X 10" | Vertical | HS | 0.1 | 250 | 6 |  |  | NO | N/A | N/A | N/A | N/A | N/A | 4508255
| Kitchen Range Hoods | Microwave | CNA International, Inc. | Magic Chef | MCO170ST | 30 | 0 |  | 3 1/4" X 10" | Horizontal | HS | 0.1 | 240 | 7.5 |  |  | NO | N/A | N/A | N/A | N/A | N/A | 4508255
| Bathroom Exhaust Fans |  | Maxxima | Luvoni by Maxxima | MEW-VF175 |  | 0 |  | 3" | Horizontal | HS | 0.25 | 53 |  | 23.8 |  | NO | No | No | Yes | No | Yes | 1006904
| Bathroom Exhaust Fans |  | Maxxima | Luvoni by Maxxima | MEW-VF175 |  | 0 |  | 3" | Horizontal | HS | 0.1 | 70 | 2 | 24.4 |  | NO | No | No | Yes | No | Yes | 1006904
| Bathroom Exhaust Fans |  | Maxxima | Luvoni by Maxxima | MEW-VF270L |  | 0 |  | 3" | Horizontal | HS | 0.1 | 70 | 2 | 24.4 |  | NO | No | No | Yes | No | Yes | 1006902
| Bathroom Exhaust Fans |  | Maxxima | Luvoni by Maxxima | MEW-VF270L |  | 0 |  | 3" | Horizontal | HS | 0.25 | 53 |  | 23.8 |  | NO | No | No | Yes | No | Yes | 1006902
| Bathroom Exhaust Fans |  | Maxxima | Luvoni by Maxxima | MEW-VF280L |  | 0 |  | 4" | Horizontal | HS | 0.1 | 80 | 1.5 | 17.7 |  | NO | No | No | Yes | No | Yes | 1006457
| Bathroom Exhaust Fans |  | Maxxima | Luvoni by Maxxima | MEW-VF281L |  | 0 |  | 4" | Horizontal | HS | 0.1 | 80 | 1.5 | 17.7 |  | NO | No | No | Yes | No | Yes | 1006475
<font color=red>New</font> | Bathroom Exhaust Fans |  | Maxxima | Luvoni by Maxxima | MEW-VF290L |  | 0 |  | 4" | Horizontal | HS | 0.1 | 90 | 1 | 23.8 |  | NO | No | No | Yes | No | Yes | 1008761
| Inline Fans | Single-port | Air King America LLC | Air King | MFAS |  | 0 |  | 6" | Horizontal 8 | 80 CFM | 0.2 | 80 |  | 82.9 | 0.9 | NO | No | No | No | No | No | 3004671
| Inline Fans | Single-port | Air King America LLC | Air King | MFAS |  | 0 |  | 6" | Horizontal 8 | 50 CFM | 0.2 | 50 |  |  |  | NO | No | No | No | No | No | 3004671
| Kitchen Range Hoods | Microwave | Midea America Corp. | Midea | MMO19S3AST | 30 | 0 |  | 3 1/4" x 10" | Vertical | WS | 0.016 | 90 | 2 |  |  | NO | N/A | N/A | N/A | N/A | N/A | 4507324
| Kitchen Range Hoods | Microwave | Midea America Corp. | Midea | MMO19S3AST | 30 | 0 |  | 3 1/4" X 10" | Vertical | HS | 0.1 | 240 | 6.5 |  |  | NO | N/A | N/A | N/A | N/A | N/A | 4507324
| Kitchen Range Hoods | Microwave | Midea America Corp. | Midea | MMO19S3AST | 30 | 0 |  | 3 1/4" X 10" | Horizontal | WS | 0.029 | 90 | 2 |  |  | NO | N/A | N/A | N/A | N/A | N/A | 4507324
| Kitchen Range Hoods | Microwave | Midea America Corp. | Midea | MMO19S3AST | 30 | 0 |  | 3 1/4" X 10" | Horizontal | HS | 0.1 | 240 | 7 |  |  | NO | N/A | N/A | N/A | N/A | N/A | 4507324
| Kitchen Range Hoods | Microwave | Avanti Products, LLC | Avanti | MOTR13D3S | 24 | 0 |  | 3 1/4" x 10" | Horizontal | WS | 0.028 | 100 | 2 |  |  | NO | N/A | N/A | N/A | N/A | N/A | 4505854
| Kitchen Range Hoods | Microwave | Avanti Products, LLC | Avanti | MOTR13D3S | 24 | 0 |  | 3 1/4" x 10" | Vertical | WS | 0.028 | 110 | 1.5 |  |  | NO | N/A | N/A | N/A | N/A | N/A | 4505854
| Kitchen Range Hoods | Microwave | Avanti Products, LLC | Avanti | MOTR13D3S | 24 | 0 |  | 3 1/4" x 10" | Horizontal | HS | 0.1 | 210 | 6.5 |  |  | NO | N/A | N/A | N/A | N/A | N/A | 4505854
| Kitchen Range Hoods | Microwave | Avanti Products, LLC | Avanti | MOTR13D3S | 24 | 0 |  | 3 1/4" x 10" | Vertical | HS | 0.1 | 220 | 6.5 |  |  | NO | N/A | N/A | N/A | N/A | N/A | 4505854
| Inline Fans | Single-port | Air King America LLC | Air King | MQFAM |  | 0 |  | 6" | Horizontal 8 | 80 CFM | 0.2 | 80 |  | 82.9 | 0.9 | NO | No | No | No | No | No | 3004666
| Inline Fans | Single-port | Air King America LLC | Air King | MQFAM |  | 0 |  | 6" | Horizontal 8 | 50 CFM | 0.2 | 50 |  |  |  | NO | No | No | No | No | No | 3004666
| Kitchen Range Hoods | Undercabinet | Broan-NuTone LLC | Broan | MTR1303BL | 30 | 0 |  | 7" | Vertical | WS | 0.035 | 150 | 2 | 33.3 |  | Yes | N/A | N/A | N/A | N/A | N/A | 4508377
| Kitchen Range Hoods | Undercabinet | Broan-NuTone LLC | Broan | MTR1303BL | 30 | 0 |  | 7" | Vertical | HS | 0.25 | 140 |  |  |  | Yes | N/A | N/A | N/A | N/A | N/A | 4508377
| Kitchen Range Hoods | Undercabinet | Broan-NuTone LLC | Broan | MTR1303BL | 30 | 0 |  | 7" | Vertical | HS | 0.1 | 250 | 6 | 80.1 |  | Yes | N/A | N/A | N/A | N/A | N/A | 4508377
| Kitchen Range Hoods | Undercabinet | Broan-NuTone LLC | Broan | MTR1303BL | 30 | 0 |  | 3 1/4" x 10" | Vertical | WS | 0.03 | 130 | 1.5 | 33.4 |  | Yes | N/A | N/A | N/A | N/A | N/A | 4508377
| Kitchen Range Hoods | Undercabinet | Broan-NuTone LLC | Broan | MTR1303BL | 30 | 0 |  | 3 1/4" x 10" | Vertical | HS | 0.25 | 160 |  |  |  | Yes | N/A | N/A | N/A | N/A | N/A | 4508377
| Kitchen Range Hoods | Undercabinet | Broan-NuTone LLC | Broan | MTR1303BL | 30 | 0 |  | 3 1/4" x 10" | Vertical | HS | 0.1 | 240 | 6.5 | 80.5 |  | Yes | N/A | N/A | N/A | N/A | N/A | 4508377
| Kitchen Range Hoods | Undercabinet | Broan-NuTone LLC | Broan | MTR1303BL | 30 | 0 |  | 3 1/4" x 10" | Horizontal | WS | 0.023 | 110 | 2 | 33.4 |  | Yes | N/A | N/A | N/A | N/A | N/A | 4508377
| Kitchen Range Hoods | Undercabinet | Broan-NuTone LLC | Broan | MTR1303BL | 30 | 0 |  | 3 1/4" x 10" | Horizontal | HS | 0.25 | 160 |  |  |  | Yes | N/A | N/A | N/A | N/A | N/A | 4508377
| Kitchen Range Hoods | Undercabinet | Broan-NuTone LLC | Broan | MTR1303BL | 30 | 0 |  | 3 1/4" x 10" | Horizontal | HS | 0.1 | 240 | 7 | 81 |  | Yes | N/A | N/A | N/A | N/A | N/A | 4508377
| Kitchen Range Hoods | Undercabinet | Broan-NuTone LLC | Broan | MTR1303BLS | 30 | 0 |  | 7" | Vertical | WS | 0.035 | 150 | 2 | 33.3 |  | Yes | N/A | N/A | N/A | N/A | N/A | 4508378
| Kitchen Range Hoods | Undercabinet | Broan-NuTone LLC | Broan | MTR1303BLS | 30 | 0 |  | 7" | Vertical | HS | 0.25 | 140 |  |  |  | Yes | N/A | N/A | N/A | N/A | N/A | 4508378
| Kitchen Range Hoods | Undercabinet | Broan-NuTone LLC | Broan | MTR1303BLS | 30 | 0 |  | 7" | Vertical | HS | 0.1 | 250 | 6 | 80.1 |  | Yes | N/A | N/A | N/A | N/A | N/A | 4508378
| Kitchen Range Hoods | Undercabinet | Broan-NuTone LLC | Broan | MTR1303BLS | 30 | 0 |  | 3 1/4" x 10" | Vertical | WS | 0.03 | 130 | 1.5 | 33.4 |  | Yes | N/A | N/A | N/A | N/A | N/A | 4508378
| Kitchen Range Hoods | Undercabinet | Broan-NuTone LLC | Broan | MTR1303BLS | 30 | 0 |  | 3 1/4" x 10" | Vertical | HS | 0.25 | 160 |  |  |  | Yes | N/A | N/A | N/A | N/A | N/A | 4508378
| Kitchen Range Hoods | Undercabinet | Broan-NuTone LLC | Broan | MTR1303BLS | 30 | 0 |  | 3 1/4" x 10" | Vertical | HS | 0.1 | 240 | 6.5 | 80.5 |  | Yes | N/A | N/A | N/A | N/A | N/A | 4508378
| Kitchen Range Hoods | Undercabinet | Broan-NuTone LLC | Broan | MTR1303BLS | 30 | 0 |  | 3 1/4" x 10" | Horizontal | WS | 0.023 | 110 | 2 | 33.4 |  | Yes | N/A | N/A | N/A | N/A | N/A | 4508378
| Kitchen Range Hoods | Undercabinet | Broan-NuTone LLC | Broan | MTR1303BLS | 30 | 0 |  | 3 1/4" x 10" | Horizontal | HS | 0.25 | 160 |  |  |  | Yes | N/A | N/A | N/A | N/A | N/A | 4508378
| Kitchen Range Hoods | Undercabinet | Broan-NuTone LLC | Broan | MTR1303BLS | 30 | 0 |  | 3 1/4" x 10" | Horizontal | HS | 0.1 | 240 | 7 | 81 |  | Yes | N/A | N/A | N/A | N/A | N/A | 4508378
| Kitchen Range Hoods | Undercabinet | Broan-NuTone LLC | Broan | MTR1303SS | 30 | 0 |  | 7" | Vertical | WS | 0.035 | 150 | 2 | 33.3 |  | Yes | N/A | N/A | N/A | N/A | N/A | 4508379
| Kitchen Range Hoods | Undercabinet | Broan-NuTone LLC | Broan | MTR1303SS | 30 | 0 |  | 7" | Vertical | HS | 0.25 | 140 |  |  |  | Yes | N/A | N/A | N/A | N/A | N/A | 4508379
| Kitchen Range Hoods | Undercabinet | Broan-NuTone LLC | Broan | MTR1303SS | 30 | 0 |  | 7" | Vertical | HS | 0.1 | 250 | 6 | 80.1 |  | Yes | N/A | N/A | N/A | N/A | N/A | 4508379
| Kitchen Range Hoods | Undercabinet | Broan-NuTone LLC | Broan | MTR1303SS | 30 | 0 |  | 3 1/4" x 10" | Vertical | WS | 0.03 | 130 | 1.5 | 33.4 |  | Yes | N/A | N/A | N/A | N/A | N/A | 4508379
| Kitchen Range Hoods | Undercabinet | Broan-NuTone LLC | Broan | MTR1303SS | 30 | 0 |  | 3 1/4" x 10" | Vertical | HS | 0.25 | 160 |  |  |  | Yes | N/A | N/A | N/A | N/A | N/A | 4508379
| Kitchen Range Hoods | Undercabinet | Broan-NuTone LLC | Broan | MTR1303SS | 30 | 0 |  | 3 1/4" x 10" | Vertical | HS | 0.1 | 240 | 6.5 | 80.5 |  | Yes | N/A | N/A | N/A | N/A | N/A | 4508379
| Kitchen Range Hoods | Undercabinet | Broan-NuTone LLC | Broan | MTR1303SS | 30 | 0 |  | 3 1/4" x 10" | Horizontal | WS | 0.023 | 110 | 2 | 33.4 |  | Yes | N/A | N/A | N/A | N/A | N/A | 4508379
| Kitchen Range Hoods | Undercabinet | Broan-NuTone LLC | Broan | MTR1303SS | 30 | 0 |  | 3 1/4" x 10" | Horizontal | HS | 0.25 | 160 |  |  |  | Yes | N/A | N/A | N/A | N/A | N/A | 4508379
| Kitchen Range Hoods | Undercabinet | Broan-NuTone LLC | Broan | MTR1303SS | 30 | 0 |  | 3 1/4" x 10" | Horizontal | HS | 0.1 | 240 | 7 | 81 |  | Yes | N/A | N/A | N/A | N/A | N/A | 4508379
| Kitchen Range Hoods | Undercabinet | Broan-NuTone LLC | Broan | MTR1303WW | 30 | 0 |  | 7" | Vertical | WS | 0.035 | 150 | 2 | 33.3 |  | Yes | N/A | N/A | N/A | N/A | N/A | 4508380
| Kitchen Range Hoods | Undercabinet | Broan-NuTone LLC | Broan | MTR1303WW | 30 | 0 |  | 7" | Vertical | HS | 0.25 | 140 |  |  |  | Yes | N/A | N/A | N/A | N/A | N/A | 4508380
| Kitchen Range Hoods | Undercabinet | Broan-NuTone LLC | Broan | MTR1303WW | 30 | 0 |  | 7" | Vertical | HS | 0.1 | 250 | 6 | 80.1 |  | Yes | N/A | N/A | N/A | N/A | N/A | 4508380
| Kitchen Range Hoods | Undercabinet | Broan-NuTone LLC | Broan | MTR1303WW | 30 | 0 |  | 3 1/4" x 10" | Vertical | WS | 0.03 | 130 | 1.5 | 33.4 |  | Yes | N/A | N/A | N/A | N/A | N/A | 4508380
| Kitchen Range Hoods | Undercabinet | Broan-NuTone LLC | Broan | MTR1303WW | 30 | 0 |  | 3 1/4" x 10" | Vertical | HS | 0.25 | 160 |  |  |  | Yes | N/A | N/A | N/A | N/A | N/A | 4508380
| Kitchen Range Hoods | Undercabinet | Broan-NuTone LLC | Broan | MTR1303WW | 30 | 0 |  | 3 1/4" x 10" | Vertical | HS | 0.1 | 240 | 6.5 | 80.5 |  | Yes | N/A | N/A | N/A | N/A | N/A | 4508380
| Kitchen Range Hoods | Undercabinet | Broan-NuTone LLC | Broan | MTR1303WW | 30 | 0 |  | 3 1/4" x 10" | Horizontal | WS | 0.023 | 110 | 2 | 33.4 |  | Yes | N/A | N/A | N/A | N/A | N/A | 4508380
| Kitchen Range Hoods | Undercabinet | Broan-NuTone LLC | Broan | MTR1303WW | 30 | 0 |  | 3 1/4" x 10" | Horizontal | HS | 0.25 | 160 |  |  |  | Yes | N/A | N/A | N/A | N/A | N/A | 4508380
| Kitchen Range Hoods | Undercabinet | Broan-NuTone LLC | Broan | MTR1303WW | 30 | 0 |  | 3 1/4" x 10" | Horizontal | HS | 0.1 | 240 | 7 | 81 |  | Yes | N/A | N/A | N/A | N/A | N/A | 4508380
| Kitchen Range Hoods | Undercabinet | Broan-NuTone LLC | Broan | MTR1363SS | 36 | 0 |  | 7" | Vertical | HS | 0.25 | 140 |  |  |  | Yes | N/A | N/A | N/A | N/A | N/A | 4508465
| Kitchen Range Hoods | Undercabinet | Broan-NuTone LLC | Broan | MTR1363SS | 36 | 0 |  | 7" | Vertical | WS | 0.035 | 150 | 2 | 33.3 |  | Yes | N/A | N/A | N/A | N/A | N/A | 4508465
| Kitchen Range Hoods | Undercabinet | Broan-NuTone LLC | Broan | MTR1363SS | 36 | 0 |  | 3 1/4" x 10" | Horizontal | HS | 0.25 | 160 |  |  |  | Yes | N/A | N/A | N/A | N/A | N/A | 4508465
| Kitchen Range Hoods | Undercabinet | Broan-NuTone LLC | Broan | MTR1363SS | 36 | 0 |  | 3 1/4" x 10" | Horizontal | WS | 0.023 | 110 | 2 | 33.4 |  | Yes | N/A | N/A | N/A | N/A | N/A | 4508465
| Kitchen Range Hoods | Undercabinet | Broan-NuTone LLC | Broan | MTR1363SS | 36 | 0 |  | 3 1/4" x 10" | Vertical | HS | 0.25 | 160 |  |  |  | Yes | N/A | N/A | N/A | N/A | N/A | 4508465
| Kitchen Range Hoods | Undercabinet | Broan-NuTone LLC | Broan | MTR1363SS | 36 | 0 |  | 3 1/4" x 10" | Vertical | WS | 0.03 | 130 | 1.5 | 33.4 |  | Yes | N/A | N/A | N/A | N/A | N/A | 4508465
| Kitchen Range Hoods | Undercabinet | Broan-NuTone LLC | Broan | MTR1363SS | 36 | 0 |  | 3 1/4" x 10" | Horizontal | HS | 0.1 | 240 | 7 | 81 |  | Yes | N/A | N/A | N/A | N/A | N/A | 4508465
| Kitchen Range Hoods | Undercabinet | Broan-NuTone LLC | Broan | MTR1363SS | 36 | 0 |  | 7" | Vertical | HS | 0.1 | 250 | 6 | 80.1 |  | Yes | N/A | N/A | N/A | N/A | N/A | 4508465
| Kitchen Range Hoods | Undercabinet | Broan-NuTone LLC | Broan | MTR1363SS | 36 | 0 |  | 3 1/4" x 10" | Vertical | HS | 0.1 | 240 | 6.5 | 80.5 |  | Yes | N/A | N/A | N/A | N/A | N/A | 4508465
| Kitchen Range Hoods | Undercabinet | Broan-NuTone LLC | Broan | MTR2303SS | 30 | 0 |  | 7" | Vertical | HS | 0.1 | 250 | 6 | 80.1 |  | Yes | N/A | N/A | N/A | N/A | N/A | 4508381
| Kitchen Range Hoods | Undercabinet | Broan-NuTone LLC | Broan | MTR2303SS | 30 | 0 |  | 3 1/4" x 10" | Vertical | HS | 0.25 | 160 |  |  |  | Yes | N/A | N/A | N/A | N/A | N/A | 4508381
| Kitchen Range Hoods | Undercabinet | Broan-NuTone LLC | Broan | MTR2303SS | 30 | 0 |  | 7" | Vertical | WS | 0.035 | 150 | 2 | 33.3 |  | Yes | N/A | N/A | N/A | N/A | N/A | 4508381
| Kitchen Range Hoods | Undercabinet | Broan-NuTone LLC | Broan | MTR2303SS | 30 | 0 |  | 7" | Vertical | HS | 0.25 | 140 |  |  |  | Yes | N/A | N/A | N/A | N/A | N/A | 4508381
| Kitchen Range Hoods | Undercabinet | Broan-NuTone LLC | Broan | MTR2303SS | 30 | 0 |  | 3 1/4" x 10" | Vertical | WS | 0.03 | 130 | 1.5 | 33.4 |  | Yes | N/A | N/A | N/A | N/A | N/A | 4508381
| Kitchen Range Hoods | Undercabinet | Broan-NuTone LLC | Broan | MTR2303SS | 30 | 0 |  | 3 1/4" x 10" | Vertical | HS | 0.1 | 240 | 6.5 | 80.5 |  | Yes | N/A | N/A | N/A | N/A | N/A | 4508381
| Kitchen Range Hoods | Undercabinet | Broan-NuTone LLC | Broan | MTR2303SS | 30 | 0 |  | 3 1/4" x 10" | Horizontal | WS | 0.023 | 110 | 2 | 33.4 |  | Yes | N/A | N/A | N/A | N/A | N/A | 4508381
| Kitchen Range Hoods | Undercabinet | Broan-NuTone LLC | Broan | MTR2303SS | 30 | 0 |  | 3 1/4" x 10" | Horizontal | HS | 0.25 | 160 |  |  |  | Yes | N/A | N/A | N/A | N/A | N/A | 4508381
| Kitchen Range Hoods | Undercabinet | Broan-NuTone LLC | Broan | MTR2303SS | 30 | 0 |  | 3 1/4" x 10" | Horizontal | HS | 0.1 | 240 | 7 | 81 |  | Yes | N/A | N/A | N/A | N/A | N/A | 4508381
| Kitchen Range Hoods | Undercabinet | Broan-NuTone LLC | Broan | MTR2303WW | 30 | 0 |  | 7" | Vertical | WS | 0.035 | 150 | 2 | 33.3 |  | Yes | N/A | N/A | N/A | N/A | N/A | 4508382
| Kitchen Range Hoods | Undercabinet | Broan-NuTone LLC | Broan | MTR2303WW | 30 | 0 |  | 7" | Vertical | HS | 0.25 | 140 |  |  |  | Yes | N/A | N/A | N/A | N/A | N/A | 4508382
| Kitchen Range Hoods | Undercabinet | Broan-NuTone LLC | Broan | MTR2303WW | 30 | 0 |  | 7" | Vertical | HS | 0.1 | 250 | 6 | 80.1 |  | Yes | N/A | N/A | N/A | N/A | N/A | 4508382
| Kitchen Range Hoods | Undercabinet | Broan-NuTone LLC | Broan | MTR2303WW | 30 | 0 |  | 3 1/4" x 10" | Vertical | WS | 0.03 | 130 | 1.5 | 33.4 |  | Yes | N/A | N/A | N/A | N/A | N/A | 4508382
| Kitchen Range Hoods | Undercabinet | Broan-NuTone LLC | Broan | MTR2303WW | 30 | 0 |  | 3 1/4" x 10" | Vertical | HS | 0.25 | 160 |  |  |  | Yes | N/A | N/A | N/A | N/A | N/A | 4508382
| Kitchen Range Hoods | Undercabinet | Broan-NuTone LLC | Broan | MTR2303WW | 30 | 0 |  | 3 1/4" x 10" | Vertical | HS | 0.1 | 240 | 6.5 | 80.5 |  | Yes | N/A | N/A | N/A | N/A | N/A | 4508382
| Kitchen Range Hoods | Undercabinet | Broan-NuTone LLC | Broan | MTR2303WW | 30 | 0 |  | 3 1/4" x 10" | Horizontal | WS | 0.023 | 110 | 2 | 33.4 |  | Yes | N/A | N/A | N/A | N/A | N/A | 4508382
| Kitchen Range Hoods | Undercabinet | Broan-NuTone LLC | Broan | MTR2303WW | 30 | 0 |  | 3 1/4" x 10" | Horizontal | HS | 0.25 | 160 |  |  |  | Yes | N/A | N/A | N/A | N/A | N/A | 4508382
| Kitchen Range Hoods | Undercabinet | Broan-NuTone LLC | Broan | MTR2303WW | 30 | 0 |  | 3 1/4" x 10" | Horizontal | HS | 0.1 | 240 | 7 | 81 |  | Yes | N/A | N/A | N/A | N/A | N/A | 4508382
| Kitchen Range Hoods | Undercabinet | Broan-NuTone LLC | Broan | MTR2363SS | 36 | 0 |  | 7" | Vertical | HS | 0.25 | 140 |  |  |  | Yes | N/A | N/A | N/A | N/A | N/A | 4508466
| Kitchen Range Hoods | Undercabinet | Broan-NuTone LLC | Broan | MTR2363SS | 36 | 0 |  | 7" | Vertical | WS | 0.035 | 150 | 2 | 33.3 |  | Yes | N/A | N/A | N/A | N/A | N/A | 4508466
| Kitchen Range Hoods | Undercabinet | Broan-NuTone LLC | Broan | MTR2363SS | 36 | 0 |  | 3 1/4" x 10" | Horizontal | HS | 0.25 | 160 |  |  |  | Yes | N/A | N/A | N/A | N/A | N/A | 4508466
| Kitchen Range Hoods | Undercabinet | Broan-NuTone LLC | Broan | MTR2363SS | 36 | 0 |  | 3 1/4" x 10" | Horizontal | WS | 0.023 | 110 | 2 | 33.4 |  | Yes | N/A | N/A | N/A | N/A | N/A | 4508466
| Kitchen Range Hoods | Undercabinet | Broan-NuTone LLC | Broan | MTR2363SS | 36 | 0 |  | 3 1/4" x 10" | Vertical | HS | 0.25 | 160 |  |  |  | Yes | N/A | N/A | N/A | N/A | N/A | 4508466
| Kitchen Range Hoods | Undercabinet | Broan-NuTone LLC | Broan | MTR2363SS | 36 | 0 |  | 3 1/4" x 10" | Vertical | WS | 0.03 | 130 | 1.5 | 33.4 |  | Yes | N/A | N/A | N/A | N/A | N/A | 4508466
| Kitchen Range Hoods | Undercabinet | Broan-NuTone LLC | Broan | MTR2363SS | 36 | 0 |  | 3 1/4" x 10" | Horizontal | HS | 0.1 | 240 | 7 | 81 |  | Yes | N/A | N/A | N/A | N/A | N/A | 4508466
| Kitchen Range Hoods | Undercabinet | Broan-NuTone LLC | Broan | MTR2363SS | 36 | 0 |  | 7" | Vertical | HS | 0.1 | 250 | 6 | 80.1 |  | Yes | N/A | N/A | N/A | N/A | N/A | 4508466
| Kitchen Range Hoods | Undercabinet | Broan-NuTone LLC | Broan | MTR2363SS | 36 | 0 |  | 3 1/4" x 10" | Vertical | HS | 0.1 | 240 | 6.5 | 80.5 |  | Yes | N/A | N/A | N/A | N/A | N/A | 4508466
| Kitchen Range Hoods | Undercabinet | Broan-NuTone LLC | Broan | MTR3304SS | 30 | 0 |  | 3 1/4" x 10" | Horizontal | HS | 0.25 | 390 |  | 144 |  | Yes | N/A | N/A | N/A | N/A | N/A | 4508496
| Kitchen Range Hoods | Undercabinet | Broan-NuTone LLC | Broan | MTR3304SS | 30 | 0 |  | 3 1/4" x 10" | Vertical | HS | 0.25 | 350 |  | 139 |  | Yes | N/A | N/A | N/A | N/A | N/A | 4508496
| Kitchen Range Hoods | Undercabinet | Broan-NuTone LLC | Broan | MTR3304SS | 30 | 0 |  | 7" | Vertical | HS | 0.25 | 340 |  | 140 |  | Yes | N/A | N/A | N/A | N/A | N/A | 4508496
| Kitchen Range Hoods | Undercabinet | Broan-NuTone LLC | Broan | MTR3304SS | 30 | 0 |  | 3 1/4" x 10" | Horizontal | WS | 0.015 | 160 | 1.2 | 42.9 |  | Yes | N/A | N/A | N/A | N/A | N/A | 4508496
| Kitchen Range Hoods | Undercabinet | Broan-NuTone LLC | Broan | MTR3304SS | 30 | 0 |  | 3 1/4" x 10" | Vertical | WS | 0.017 | 160 | 1.3 | 43.1 |  | Yes | N/A | N/A | N/A | N/A | N/A | 4508496
| Kitchen Range Hoods | Undercabinet | Broan-NuTone LLC | Broan | MTR3304SS | 30 | 0 |  | 7" | Vertical | WS | 0.018 | 160 | 1.1 | 43.1 |  | Yes | N/A | N/A | N/A | N/A | N/A | 4508496
| Kitchen Range Hoods | Undercabinet | Broan-NuTone LLC | Broan | MTR3304SS | 30 | 0 |  | 7" | Vertical | HS | 0.1 | 380 | 7 | 145 |  | Yes | N/A | N/A | N/A | N/A | N/A | 4508496
| Kitchen Range Hoods | Undercabinet | Broan-NuTone LLC | Broan | MTR3304SS | 30 | 0 |  | 3 1/4" x 10" | Vertical | HS | 0.1 | 390 | 7.5 | 143 |  | Yes | N/A | N/A | N/A | N/A | N/A | 4508496
| Kitchen Range Hoods | Undercabinet | Broan-NuTone LLC | Broan | MTR3304SS | 30 | 0 |  | 3 1/4" x 10" | Horizontal | HS | 0.1 | 420 | 6.5 | 146 |  | Yes | N/A | N/A | N/A | N/A | N/A | 4508496
| Kitchen Range Hoods | Microwave | BSH Home Appliances Corporation | Thermador | MU30WSU | 30 | 0 |  | 3 1/4" X 10" | Horizontal | WS | 0.022 | 120 | 2 |  |  | NO | N/A | N/A | N/A | N/A | N/A | 4505993
| Kitchen Range Hoods | Microwave | BSH Home Appliances Corporation | Thermador | MU30WSU | 30 | 0 |  | 3 1/4" X 10" | Vertical | WS | 0.023 | 130 | 2 |  |  | NO | N/A | N/A | N/A | N/A | N/A | 4505993
| Kitchen Range Hoods | Microwave | BSH Home Appliances Corporation | Thermador | MU30WSU | 30 | 0 |  | 3 1/4" X 10" | Horizontal | HS | 0.1 | 270 | 6.5 |  |  | NO | N/A | N/A | N/A | N/A | N/A | 4505993
| Kitchen Range Hoods | Microwave | BSH Home Appliances Corporation | Thermador | MU30WSU | 30 | 0 |  | 3 1/4" X 10" | Vertical | HS | 0.1 | 290 | 7.5 |  |  | NO | N/A | N/A | N/A | N/A | N/A | 4505993
| Inline Fans | Single-port | Systemair Inc. | Fantech | MUAS 10 (474050) |  | 0 |  | 10" | Horizontal Supply 11 | HS | 0.2 | 1070 |  | 360 | 2.9 | NO | Yes | Yes | Yes | No | No | 3005202
| Inline Fans | Single-port | Systemair Inc. | Fantech | MUAS 8 (474049) |  | 0 |  | 8" | Horizontal Supply 11 | HS | 0.2 | 690 |  | 179 | 3.8 | NO | Yes | Yes | Yes | Yes | Yes | 3005204
| Kitchen Range Hoods | Microwave | Beko US Inc. | Beko | MWOTR30100SS | 30 | 0 |  | 3 1/4" X 10" | Vertical | WS | 0.025 | 120 | 2 |  |  | NO | N/A | N/A | N/A | N/A | N/A | 4508236
| Kitchen Range Hoods | Microwave | Beko US Inc. | Beko | MWOTR30100SS | 30 | 0 |  | 3 1/4" X 10" | Vertical | HS | 0.1 | 250 | 6.5 |  |  | NO | N/A | N/A | N/A | N/A | N/A | 4508236
| Kitchen Range Hoods | Microwave | Beko US Inc. | Beko | MWOTR30100SS | 30 | 0 |  | 3 1/4" X 10" | Horizontal | WS | 0.026 | 120 | 3 |  |  | NO | N/A | N/A | N/A | N/A | N/A | 4508236
| Kitchen Range Hoods | Microwave | Beko US Inc. | Beko | MWOTR30100SS | 30 | 0 |  | 3 1/4" X 10" | Horizontal | HS | 0.1 | 230 | 7 |  |  | NO | N/A | N/A | N/A | N/A | N/A | 4508236
| Kitchen Range Hoods | Microwave | Beko US Inc. | Beko | MWOTR30200CSS | 30 | 0 |  | 3 1/4" X 10" | Vertical | WS | 0.019 | 110 | 1.5 |  |  | NO | N/A | N/A | N/A | N/A | N/A | 4507355
| Kitchen Range Hoods | Microwave | Beko US Inc. | Beko | MWOTR30200CSS | 30 | 0 |  | 3 1/4" X 10" | Vertical | HS | 0.1 | 240 | 6 |  |  | NO | N/A | N/A | N/A | N/A | N/A | 4507355
| Kitchen Range Hoods | Microwave | Beko US Inc. | Beko | MWOTR30200CSS | 30 | 0 |  | 3 1/4" X 10" | Horizontal | WS | 0.025 | 100 | 2.5 |  |  | NO | N/A | N/A | N/A | N/A | N/A | 4507355
| Kitchen Range Hoods | Microwave | Beko US Inc. | Beko | MWOTR30200CSS | 30 | 0 |  | 3 1/4" X 10" | Horizontal | HS | 0.1 | 210 | 7 |  |  | NO | N/A | N/A | N/A | N/A | N/A | 4507355
| Kitchen Range Hoods | Undercabinet | Venmar Ventilation ULC | Venmar | NCDJ130SS | 30 | 0 |  | 3 1/4" X 10" | Horizontal | WS | 0.015 | 150 | 0.4 | 34.8 | 4.3 | NO | N/A | N/A | N/A | N/A | N/A | 4507938
| Kitchen Range Hoods | Undercabinet | Venmar Ventilation ULC | Venmar | NCDJ130SS | 30 | 0 |  | 3 1/4" X 10" | Horizontal | HS | 0.1 | 400 | 5.5 | 131 | 3.0 | NO | N/A | N/A | N/A | N/A | N/A | 4507938
| Kitchen Range Hoods | Undercabinet | Venmar Ventilation ULC | Venmar | NCDJ130SS | 30 | 0 |  | 3 1/4" X 10" | Vertical | WS | 0.016 | 140 | 0.4 | 34.8 | 4.0 | NO | N/A | N/A | N/A | N/A | N/A | 4507938
| Kitchen Range Hoods | Undercabinet | Venmar Ventilation ULC | Venmar | NCDJ130SS | 30 | 0 |  | 3 1/4" X 10" | Vertical | HS | 0.1 | 360 | 6 | 130 | 2.7 | NO | N/A | N/A | N/A | N/A | N/A | 4507938
| Kitchen Range Hoods | Undercabinet | Venmar Ventilation ULC | Venmar | NCDJ130SS | 30 | 0 |  | 7" | Vertical | WS | 0.016 | 150 | 0.4 | 34.7 | 4.3 | NO | N/A | N/A | N/A | N/A | N/A | 4507938
| Kitchen Range Hoods | Undercabinet | Venmar Ventilation ULC | Venmar | NCDJ130SS | 30 | 0 |  | 7" | Vertical | HS | 0.1 | 380 | 5.5 | 129 | 2.9 | NO | N/A | N/A | N/A | N/A | N/A | 4507938
| Kitchen Range Hoods | Undercabinet | Venmar Ventilation ULC | Venmar | NCDJ130SS | 30 | 0 |  | 3 1/4" X 10" | Horizontal | HS | 0.25 | 340 |  |  |  | NO | N/A | N/A | N/A | N/A | N/A | 4507938
| Kitchen Range Hoods | Undercabinet | Venmar Ventilation ULC | Venmar | NCDJ130SS | 30 | 0 |  | 3 1/4" X 10" | Vertical | HS | 0.25 | 310 |  |  |  | NO | N/A | N/A | N/A | N/A | N/A | 4507938
| Kitchen Range Hoods | Undercabinet | Venmar Ventilation ULC | Venmar | NCDJ130SS | 30 | 0 |  | 7" | Vertical | HS | 0.25 | 320 |  |  |  | NO | N/A | N/A | N/A | N/A | N/A | 4507938
| Kitchen Range Hoods | Undercabinet | Broan-NuTone LLC | NuTone (Canada) | NCDJ130WH | 30 | 0 |  | 3 1/4" X 10" | Horizontal | WS | 0.015 | 150 | 0.4 | 34.8 | 4.3 | NO | N/A | N/A | N/A | N/A | N/A | 4507935
| Kitchen Range Hoods | Undercabinet | Broan-NuTone LLC | NuTone (Canada) | NCDJ130WH | 30 | 0 |  | 3 1/4" X 10" | Horizontal | HS | 0.1 | 400 | 5.5 | 131 | 3.0 | NO | N/A | N/A | N/A | N/A | N/A | 4507935
| Kitchen Range Hoods | Undercabinet | Broan-NuTone LLC | NuTone (Canada) | NCDJ130WH | 30 | 0 |  | 3 1/4" X 10" | Vertical | WS | 0.016 | 140 | 0.4 | 34.8 | 4.0 | NO | N/A | N/A | N/A | N/A | N/A | 4507935
| Kitchen Range Hoods | Undercabinet | Broan-NuTone LLC | NuTone (Canada) | NCDJ130WH | 30 | 0 |  | 3 1/4" X 10" | Vertical | HS | 0.1 | 360 | 6 | 130 | 2.7 | NO | N/A | N/A | N/A | N/A | N/A | 4507935
| Kitchen Range Hoods | Undercabinet | Broan-NuTone LLC | NuTone (Canada) | NCDJ130WH | 30 | 0 |  | 7" | Vertical | WS | 0.016 | 150 | 0.4 | 34.7 | 4.3 | NO | N/A | N/A | N/A | N/A | N/A | 4507935
| Kitchen Range Hoods | Undercabinet | Broan-NuTone LLC | NuTone (Canada) | NCDJ130WH | 30 | 0 |  | 7" | Vertical | HS | 0.1 | 380 | 5.5 | 129 | 2.9 | NO | N/A | N/A | N/A | N/A | N/A | 4507935
| Kitchen Range Hoods | Undercabinet | Broan-NuTone LLC | NuTone (Canada) | NCDJ130WH | 30 | 0 |  | 3 1/4" X 10" | Horizontal | HS | 0.25 | 340 |  |  |  | NO | N/A | N/A | N/A | N/A | N/A | 4507935
| Kitchen Range Hoods | Undercabinet | Broan-NuTone LLC | NuTone (Canada) | NCDJ130WH | 30 | 0 |  | 3 1/4" X 10" | Vertical | HS | 0.25 | 310 |  |  |  | NO | N/A | N/A | N/A | N/A | N/A | 4507935
| Kitchen Range Hoods | Undercabinet | Broan-NuTone LLC | NuTone (Canada) | NCDJ130WH | 30 | 0 |  | 7" | Vertical | HS | 0.25 | 320 |  |  |  | NO | N/A | N/A | N/A | N/A | N/A | 4507935
| Kitchen Range Hoods |  | Broan-NuTone LLC | NuTone (Canada) | NCS330BLC | 30 | 0 |  | 3 1/4" X 10" | Horizontal | WS | 0.029 | 110 | 1.5 | 25.8 | 4.2 | NO | N/A | N/A | N/A | N/A | N/A | 4506887
| Kitchen Range Hoods |  | Broan-NuTone LLC | NuTone (Canada) | NCS330BLC | 30 | 0 |  | 3 1/4" X 10" | Vertical | WS | 0.034 | 130 | 1.5 | 25.8 | 5.0 | NO | N/A | N/A | N/A | N/A | N/A | 4506887
| Kitchen Range Hoods |  | Broan-NuTone LLC | NuTone (Canada) | NCS330BLC | 30 | 0 |  | 3 1/4" X 10" | Vertical | HS | 0.1 | 220 | 5 | 50.4 | 4.3 | NO | N/A | N/A | N/A | N/A | N/A | 4506887
| Kitchen Range Hoods |  | Broan-NuTone LLC | NuTone (Canada) | NCS330BLC | 30 | 0 |  | 7" | Vertical | WS | 0.035 | 140 | 1.5 | 25.8 | 5.4 | NO | N/A | N/A | N/A | N/A | N/A | 4506887
| Kitchen Range Hoods |  | Broan-NuTone LLC | NuTone (Canada) | NCS330BLC | 30 | 0 |  | 7" | Vertical | HS | 0.1 | 240 | 5 | 49.9 | 4.8 | NO | N/A | N/A | N/A | N/A | N/A | 4506887
| Kitchen Range Hoods |  | Broan-NuTone LLC | NuTone (Canada) | NCS330BLC | 30 | 0 |  | 3 1/4" X 10" | Horizontal | HS | 0.1 | 210 | 5 | 50.6 | 4.1 | NO | N/A | N/A | N/A | N/A | N/A | 4506887
| Kitchen Range Hoods |  | Broan-NuTone LLC | NuTone (Canada) | NCS330BLC | 30 | 0 |  | 3 1/4" X 10" | Horizontal | HS | 0.25 | 115 |  |  |  | NO | N/A | N/A | N/A | N/A | N/A | 4506887
| Kitchen Range Hoods |  | Broan-NuTone LLC | NuTone (Canada) | NCS330BLC | 30 | 0 |  | 3 1/4" X 10" | Vertical | HS | 0.25 | 125 |  |  |  | NO | N/A | N/A | N/A | N/A | N/A | 4506887
| Kitchen Range Hoods |  | Broan-NuTone LLC | NuTone (Canada) | NCS330BLC | 30 | 0 |  | 7" | Vertical | HS | 0.25 | 100 |  |  |  | NO | N/A | N/A | N/A | N/A | N/A | 4506887
| Kitchen Range Hoods |  | Broan-NuTone LLC | NuTone (Canada) | NCS330SSC | 30 | 0 |  | 3 1/4" X 10" | Horizontal | WS | 0.029 | 110 | 1.5 | 25.8 | 4.2 | NO | N/A | N/A | N/A | N/A | N/A | 4506888
| Kitchen Range Hoods |  | Broan-NuTone LLC | NuTone (Canada) | NCS330SSC | 30 | 0 |  | 3 1/4" X 10" | Horizontal | HS | 0.1 | 210 | 5 | 50.6 | 4.1 | NO | N/A | N/A | N/A | N/A | N/A | 4506888
| Kitchen Range Hoods |  | Broan-NuTone LLC | NuTone (Canada) | NCS330SSC | 30 | 0 |  | 3 1/4" X 10" | Vertical | WS | 0.034 | 130 | 1.5 | 25.8 | 5.0 | NO | N/A | N/A | N/A | N/A | N/A | 4506888
| Kitchen Range Hoods |  | Broan-NuTone LLC | NuTone (Canada) | NCS330SSC | 30 | 0 |  | 3 1/4" X 10" | Vertical | HS | 0.1 | 220 | 5 | 50.4 | 4.3 | NO | N/A | N/A | N/A | N/A | N/A | 4506888
| Kitchen Range Hoods |  | Broan-NuTone LLC | NuTone (Canada) | NCS330SSC | 30 | 0 |  | 7" | Vertical | WS | 0.035 | 140 | 1.5 | 25.8 | 5.4 | NO | N/A | N/A | N/A | N/A | N/A | 4506888
| Kitchen Range Hoods |  | Broan-NuTone LLC | NuTone (Canada) | NCS330SSC | 30 | 0 |  | 7" | Vertical | HS | 0.1 | 240 | 5 | 49.9 | 4.8 | NO | N/A | N/A | N/A | N/A | N/A | 4506888
| Kitchen Range Hoods |  | Broan-NuTone LLC | NuTone (Canada) | NCS330SSC | 30 | 0 |  | 3 1/4" X 10" | Horizontal | HS | 0.25 | 115 |  |  |  | NO | N/A | N/A | N/A | N/A | N/A | 4506888
| Kitchen Range Hoods |  | Broan-NuTone LLC | NuTone (Canada) | NCS330SSC | 30 | 0 |  | 3 1/4" X 10" | Vertical | HS | 0.25 | 125 |  |  |  | NO | N/A | N/A | N/A | N/A | N/A | 4506888
| Kitchen Range Hoods |  | Broan-NuTone LLC | NuTone (Canada) | NCS330SSC | 30 | 0 |  | 7" | Vertical | HS | 0.25 | 100 |  |  |  | NO | N/A | N/A | N/A | N/A | N/A | 4506888
| Kitchen Range Hoods |  | Broan-NuTone LLC | NuTone (Canada) | NCS330WWC | 30 | 0 |  | 3 1/4" X 10" | Horizontal | WS | 0.029 | 110 | 1.5 | 25.8 | 4.2 | NO | N/A | N/A | N/A | N/A | N/A | 4506889
| Kitchen Range Hoods |  | Broan-NuTone LLC | NuTone (Canada) | NCS330WWC | 30 | 0 |  | 3 1/4" X 10" | Horizontal | HS | 0.1 | 210 | 5 | 50.6 | 4.1 | NO | N/A | N/A | N/A | N/A | N/A | 4506889
| Kitchen Range Hoods |  | Broan-NuTone LLC | NuTone (Canada) | NCS330WWC | 30 | 0 |  | 3 1/4" X 10" | Vertical | WS | 0.034 | 130 | 1.5 | 25.8 | 5.0 | NO | N/A | N/A | N/A | N/A | N/A | 4506889
| Kitchen Range Hoods |  | Broan-NuTone LLC | NuTone (Canada) | NCS330WWC | 30 | 0 |  | 3 1/4" X 10" | Vertical | HS | 0.1 | 220 | 5 | 50.4 | 4.3 | NO | N/A | N/A | N/A | N/A | N/A | 4506889
| Kitchen Range Hoods |  | Broan-NuTone LLC | NuTone (Canada) | NCS330WWC | 30 | 0 |  | 7" | Vertical | WS | 0.035 | 140 | 1.5 | 25.8 | 5.4 | NO | N/A | N/A | N/A | N/A | N/A | 4506889
| Kitchen Range Hoods |  | Broan-NuTone LLC | NuTone (Canada) | NCS330WWC | 30 | 0 |  | 7" | Vertical | HS | 0.1 | 240 | 5 | 49.9 | 4.8 | NO | N/A | N/A | N/A | N/A | N/A | 4506889
| Kitchen Range Hoods |  | Broan-NuTone LLC | NuTone (Canada) | NCS330WWC | 30 | 0 |  | 3 1/4" X 10" | Horizontal | HS | 0.25 | 115 |  |  |  | NO | N/A | N/A | N/A | N/A | N/A | 4506889
| Kitchen Range Hoods |  | Broan-NuTone LLC | NuTone (Canada) | NCS330WWC | 30 | 0 |  | 3 1/4" X 10" | Vertical | HS | 0.25 | 125 |  |  |  | NO | N/A | N/A | N/A | N/A | N/A | 4506889
| Kitchen Range Hoods |  | Broan-NuTone LLC | NuTone (Canada) | NCS330WWC | 30 | 0 |  | 7" | Vertical | HS | 0.25 | 100 |  |  |  | NO | N/A | N/A | N/A | N/A | N/A | 4506889
| Kitchen Range Hoods | Microwave | Panasonic Eco Systems North America | Panasonic | NN-SU158S APH | 30 | 0 |  | 3 1/4" x 10" | Horizontal | WS | 0.021 | 120 | 2.5 |  |  | NO | N/A | N/A | N/A | N/A | N/A | 4507380
| Kitchen Range Hoods | Microwave | Panasonic Eco Systems North America | Panasonic | NN-SU158S APH | 30 | 0 |  | 3 1/4" x 10" | Vertical | WS | 0.02 | 130 | 2 |  |  | NO | N/A | N/A | N/A | N/A | N/A | 4507380
| Kitchen Range Hoods | Microwave | Panasonic Eco Systems North America | Panasonic | NN-SU158S APH | 30 | 0 |  | 3 1/4" x 10" | Vertical | HS | 0.1 | 310 | 7.5 |  |  | NO | N/A | N/A | N/A | N/A | N/A | 4507380
| Kitchen Range Hoods | Microwave | Panasonic Eco Systems North America | Panasonic | NN-SU158S APH | 30 | 0 |  | 3 1/4" x 10" | Horizontal | HS | 0.1 | 280 | 8 |  |  | NO | N/A | N/A | N/A | N/A | N/A | 4507380
| Kitchen Range Hoods | Undercabinet | Broan-NuTone LLC | NuTone (Canada) | NTM302SS | 30 | 0 |  | 3 1/4" X 10" | Horizontal | WS | 0.06 | 290 | 7.5 | 146 | 1.9 | NO | N/A | N/A | N/A | N/A | N/A | 4507749
| Kitchen Range Hoods | Undercabinet | Broan-NuTone LLC | NuTone (Canada) | NTM302SS | 30 | 0 |  | 3 1/4" X 10" | Horizontal | HS | 0.1 | 380 | 10.5 | 185 | 2.0 | NO | N/A | N/A | N/A | N/A | N/A | 4507749
| Kitchen Range Hoods | Undercabinet | Broan-NuTone LLC | NuTone (Canada) | NTM302SS | 30 | 0 |  | 3 1/4" X 10" | Vertical | WS | 0.059 | 330 | 5.5 | 148 | 2.2 | NO | N/A | N/A | N/A | N/A | N/A | 4507749
| Kitchen Range Hoods | Undercabinet | Broan-NuTone LLC | NuTone (Canada) | NTM302SS | 30 | 0 |  | 3 1/4" X 10" | Vertical | HS | 0.1 | 440 | 9 | 186 | 2.3 | NO | N/A | N/A | N/A | N/A | N/A | 4507749
| Kitchen Range Hoods | Undercabinet | Broan-NuTone LLC | NuTone (Canada) | NTM302SS | 30 | 0 |  | 6" | Vertical | WS | 0.053 | 340 | 5.5 | 150 | 2.2 | NO | N/A | N/A | N/A | N/A | N/A | 4507749
| Kitchen Range Hoods | Undercabinet | Broan-NuTone LLC | NuTone (Canada) | NTM302SS | 30 | 0 |  | 6" | Vertical | HS | 0.1 | 480 | 9 | 191 | 2.5 | NO | N/A | N/A | N/A | N/A | N/A | 4507749
| Kitchen Range Hoods | Undercabinet | Broan-NuTone LLC | NuTone (Canada) | NTM302SS | 30 | 0 |  | 3 1/4" X 10" | Horizontal | HS | 0.25 | 310 |  |  |  | NO | N/A | N/A | N/A | N/A | N/A | 4507749
| Kitchen Range Hoods | Undercabinet | Broan-NuTone LLC | NuTone (Canada) | NTM302SS | 30 | 0 |  | 3 1/4" X 10" | Vertical | HS | 0.25 | 390 |  |  |  | NO | N/A | N/A | N/A | N/A | N/A | 4507749
| Kitchen Range Hoods | Undercabinet | Broan-NuTone LLC | NuTone (Canada) | NTM302SS | 30 | 0 |  | 6" | Vertical | HS | 0.25 | 435 |  |  |  | NO | N/A | N/A | N/A | N/A | N/A | 4507749
| Kitchen Range Hoods | Undercabinet | Broan-NuTone LLC | NuTone (Canada) | NU224WW | 24 | 0 |  | 7" | Vertical | WS | 0.055 | 140 | 3.5 | 31.1 | 4.5 | NO | N/A | N/A | N/A | N/A | N/A | 4507420
| Kitchen Range Hoods | Undercabinet | Broan-NuTone LLC | NuTone (Canada) | NU224WW | 24 | 0 |  | 7" | Vertical | HS | 0.1 | 190 | 6.5 | 50.9 | 3.7 | NO | N/A | N/A | N/A | N/A | N/A | 4507420
| Kitchen Range Hoods | Undercabinet | Broan-NuTone LLC | NuTone (Canada) | NU224WW | 24 | 0 |  | 3 1/4" X 10" | Vertical | WS | 0.054 | 110 | 4 | 31 | 3.5 | NO | N/A | N/A | N/A | N/A | N/A | 4507420
| Kitchen Range Hoods | Undercabinet | Broan-NuTone LLC | NuTone (Canada) | NU224WW | 24 | 0 |  | 3 1/4" X 10" | Vertical | HS | 0.1 | 160 | 7.5 | 50.8 | 3.1 | NO | N/A | N/A | N/A | N/A | N/A | 4507420
| Kitchen Range Hoods | Undercabinet | Broan-NuTone LLC | NuTone (Canada) | NU224WW | 24 | 0 |  | 3 1/4" X 10" | Horizontal | WS | 0.046 | 100 | 4.5 | 30.7 | 3.2 | NO | N/A | N/A | N/A | N/A | N/A | 4507420
| Kitchen Range Hoods | Undercabinet | Broan-NuTone LLC | NuTone (Canada) | NU224WW | 24 | 0 |  | 3 1/4" X 10" | Horizontal | HS | 0.1 | 160 | 7 | 50.9 | 3.1 | NO | N/A | N/A | N/A | N/A | N/A | 4507420
| Kitchen Range Hoods | Undercabinet | Broan-NuTone LLC | NuTone (Canada) | NU230BL | 30 | 0 |  | 7" | Vertical | WS | 0.055 | 140 | 3.5 | 31.1 | 4.5 | NO | N/A | N/A | N/A | N/A | N/A | 4507421
| Kitchen Range Hoods | Undercabinet | Broan-NuTone LLC | NuTone (Canada) | NU230BL | 30 | 0 |  | 7" | Vertical | HS | 0.1 | 190 | 6.5 | 50.9 | 3.7 | NO | N/A | N/A | N/A | N/A | N/A | 4507421
| Kitchen Range Hoods | Undercabinet | Broan-NuTone LLC | NuTone (Canada) | NU230BL | 30 | 0 |  | 3 1/4" X 10" | Vertical | WS | 0.054 | 110 | 4 | 31 | 3.5 | NO | N/A | N/A | N/A | N/A | N/A | 4507421
| Kitchen Range Hoods | Undercabinet | Broan-NuTone LLC | NuTone (Canada) | NU230BL | 30 | 0 |  | 3 1/4" X 10" | Vertical | HS | 0.1 | 160 | 7.5 | 50.8 | 3.1 | NO | N/A | N/A | N/A | N/A | N/A | 4507421
| Kitchen Range Hoods | Undercabinet | Broan-NuTone LLC | NuTone (Canada) | NU230BL | 30 | 0 |  | 3 1/4" X 10" | Horizontal | WS | 0.046 | 100 | 4.5 | 30.7 | 3.2 | NO | N/A | N/A | N/A | N/A | N/A | 4507421
| Kitchen Range Hoods | Undercabinet | Broan-NuTone LLC | NuTone (Canada) | NU230BL | 30 | 0 |  | 3 1/4" X 10" | Horizontal | HS | 0.1 | 160 | 7 | 50.9 | 3.1 | NO | N/A | N/A | N/A | N/A | N/A | 4507421
| Kitchen Range Hoods | Undercabinet | Broan-NuTone LLC | NuTone (Canada) | NU230SF | 30 | 0 |  | 3 1/4" X 10" | Horizontal | HS | 0.1 | 160 | 7 | 50.9 | 3.1 | NO | N/A | N/A | N/A | N/A | N/A | 4508121
| Kitchen Range Hoods | Undercabinet | Broan-NuTone LLC | NuTone (Canada) | NU230SF | 30 | 0 |  | 3 1/4" X 10" | Horizontal | WS | 0.046 | 100 | 4.5 | 30.7 | 3.2 | NO | N/A | N/A | N/A | N/A | N/A | 4508121
| Kitchen Range Hoods | Undercabinet | Broan-NuTone LLC | NuTone (Canada) | NU230SF | 30 | 0 |  | 3 1/4" X 10" | Vertical | HS | 0.1 | 160 | 7.5 | 50.8 | 3.1 | NO | N/A | N/A | N/A | N/A | N/A | 4508121
| Kitchen Range Hoods | Undercabinet | Broan-NuTone LLC | NuTone (Canada) | NU230SF | 30 | 0 |  | 3 1/4" X 10" | Vertical | WS | 0.054 | 110 | 4 | 31 | 3.5 | NO | N/A | N/A | N/A | N/A | N/A | 4508121
| Kitchen Range Hoods | Undercabinet | Broan-NuTone LLC | NuTone (Canada) | NU230SF | 30 | 0 |  | 7" | Vertical | HS | 0.1 | 190 | 6.5 | 50.9 | 3.7 | NO | N/A | N/A | N/A | N/A | N/A | 4508121
| Kitchen Range Hoods | Undercabinet | Broan-NuTone LLC | NuTone (Canada) | NU230SF | 30 | 0 |  | 7" | Vertical | WS | 0.055 | 140 | 3.5 | 31.1 | 4.5 | NO | N/A | N/A | N/A | N/A | N/A | 4508121
| Kitchen Range Hoods | Undercabinet | Broan-NuTone LLC | NuTone (Canada) | NU230SS | 30 | 0 |  | 7" | Vertical | WS | 0.055 | 140 | 3.5 | 31.1 | 4.5 | NO | N/A | N/A | N/A | N/A | N/A | 4507422
| Kitchen Range Hoods | Undercabinet | Broan-NuTone LLC | NuTone (Canada) | NU230SS | 30 | 0 |  | 7" | Vertical | HS | 0.1 | 190 | 6.5 | 50.9 | 3.7 | NO | N/A | N/A | N/A | N/A | N/A | 4507422
| Kitchen Range Hoods | Undercabinet | Broan-NuTone LLC | NuTone (Canada) | NU230SS | 30 | 0 |  | 3 1/4" X 10" | Vertical | WS | 0.054 | 110 | 4 | 31 | 3.5 | NO | N/A | N/A | N/A | N/A | N/A | 4507422
| Kitchen Range Hoods | Undercabinet | Broan-NuTone LLC | NuTone (Canada) | NU230SS | 30 | 0 |  | 3 1/4" X 10" | Vertical | HS | 0.1 | 160 | 7.5 | 50.8 | 3.1 | NO | N/A | N/A | N/A | N/A | N/A | 4507422
| Kitchen Range Hoods | Undercabinet | Broan-NuTone LLC | NuTone (Canada) | NU230SS | 30 | 0 |  | 3 1/4" X 10" | Horizontal | WS | 0.046 | 100 | 4.5 | 30.7 | 3.2 | NO | N/A | N/A | N/A | N/A | N/A | 4507422
| Kitchen Range Hoods | Undercabinet | Broan-NuTone LLC | NuTone (Canada) | NU230SS | 30 | 0 |  | 3 1/4" X 10" | Horizontal | HS | 0.1 | 160 | 7 | 50.9 | 3.1 | NO | N/A | N/A | N/A | N/A | N/A | 4507422
| Kitchen Range Hoods | Undercabinet | Broan-NuTone LLC | NuTone (Canada) | NU230WW | 30 | 0 |  | 7" | Vertical | WS | 0.055 | 140 | 3.5 | 31.1 | 4.5 | NO | N/A | N/A | N/A | N/A | N/A | 4507423
| Kitchen Range Hoods | Undercabinet | Broan-NuTone LLC | NuTone (Canada) | NU230WW | 30 | 0 |  | 7" | Vertical | HS | 0.1 | 190 | 6.5 | 50.9 | 3.7 | NO | N/A | N/A | N/A | N/A | N/A | 4507423
| Kitchen Range Hoods | Undercabinet | Broan-NuTone LLC | NuTone (Canada) | NU230WW | 30 | 0 |  | 3 1/4" X 10" | Vertical | WS | 0.054 | 110 | 4 | 31 | 3.5 | NO | N/A | N/A | N/A | N/A | N/A | 4507423
| Kitchen Range Hoods | Undercabinet | Broan-NuTone LLC | NuTone (Canada) | NU230WW | 30 | 0 |  | 3 1/4" X 10" | Vertical | HS | 0.1 | 160 | 7.5 | 50.8 | 3.1 | NO | N/A | N/A | N/A | N/A | N/A | 4507423
| Kitchen Range Hoods | Undercabinet | Broan-NuTone LLC | NuTone (Canada) | NU230WW | 30 | 0 |  | 3 1/4" X 10" | Horizontal | WS | 0.046 | 100 | 4.5 | 30.7 | 3.2 | NO | N/A | N/A | N/A | N/A | N/A | 4507423
| Kitchen Range Hoods | Undercabinet | Broan-NuTone LLC | NuTone (Canada) | NU230WW | 30 | 0 |  | 3 1/4" X 10" | Horizontal | HS | 0.1 | 160 | 7 | 50.9 | 3.1 | NO | N/A | N/A | N/A | N/A | N/A | 4507423
| Bathroom Exhaust Fans |  | Ortech Industries Inc. | Ortech | OD-1109PB |  | 0 |  | 6" | Horizontal | HS | 0.1 | 110 | 0.9 | 30 | 3.6 | Yes | Yes | Yes | Yes | Yes | Yes | 1007382
| Bathroom Exhaust Fans |  | Ortech Industries Inc. | Ortech | OD-1109PB |  | 0 |  | 6" | Horizontal | HS | 0.25 | 92 |  |  |  | Yes | Yes | Yes | Yes | Yes | Yes | 1007382
| Bathroom Exhaust Fans |  | Ortech Industries Inc. | Ortech | OD-1209PB |  | 0 |  | 6" | Horizontal | HS | 0.1 | 120 | 0.9 | 30 | 4.0 | Yes | Yes | Yes | Yes | Yes | Yes | 1007381
| Bathroom Exhaust Fans |  | Ortech Industries Inc. | Ortech | OD-1209PB |  | 0 |  | 6" | Horizontal | HS | 0.25 | 101 |  |  |  | Yes | Yes | Yes | Yes | Yes | Yes | 1007381
| Bathroom Exhaust Fans |  | Ortech Industries Inc. | Ortech | OD-1505PB |  | 0 |  | 6" | Horizontal | HS | 0.1 | 150 | 0.5 | 35 | 4.2 | Yes | Yes | Yes | Yes | Yes | Yes | 1007380
| Bathroom Exhaust Fans |  | Ortech Industries Inc. | Ortech | OD-1505PB |  | 0 |  | 6" | Horizontal | HS | 0.25 | 115 |  |  |  | Yes | Yes | Yes | Yes | Yes | Yes | 1007380
| Bathroom Exhaust Fans |  | Ortech Industries Inc. | Ortech | OD-9005PB |  | 0 |  | 6" | Horizontal | HS | 0.1 | 90 | 0.7 | 24 |  | Yes | Yes | Yes | Yes | Yes | Yes | 1008526
| Bathroom Exhaust Fans |  | Ortech Industries Inc. | Ortech | OD-9005PB |  | 0 |  | 6" | Horizontal | HS | 0.25 | 66 |  |  |  | Yes | Yes | Yes | Yes | Yes | Yes | 1008526
| Bathroom Exhaust Fans |  | Ortech Industries Inc. | Ortech | ODC-1008 |  | 0 |  | 4" | Horizontal | HS | 0.1 | 100 | 0.8 | 22.9 | 4.3 | Yes | Yes | Yes | Yes | Yes | Yes | 1006368
| Bathroom Exhaust Fans |  | Ortech Industries Inc. | Ortech | ODC-1008 |  | 0 |  | 4" | Horizontal | HS | 0.25 | 90 | 1.2 | 22.1 | 4.0 | Yes | Yes | Yes | Yes | Yes | Yes | 1006368
| Bathroom Exhaust Fans |  | Ortech Industries Inc. | Ortech | ODC-1109 |  | 0 |  | 4" | Horizontal Exhaust | HS | 0.25 | 106 |  | 23.6 | 4.4 | Yes | Yes | Yes | Yes | Yes | Yes | 1008271
| Bathroom Exhaust Fans |  | Ortech Industries Inc. | Ortech | ODC-1109 |  | 0 |  | 4" | Horizontal Exhaust | HS | 0.1 | 116 | 1.1 | 24.6 | 4.7 | Yes | Yes | Yes | Yes | Yes | Yes | 1008271
| Bathroom Exhaust Fans |  | Ortech Industries Inc. | Ortech | ODC-8003 |  | 0 |  | 4" | Horizontal | HS | 0.1 | 80 | <0.3 | 16.2 | 4.9 | Yes | Yes | Yes | Yes | Yes | Yes | 1006367
| Bathroom Exhaust Fans |  | Ortech Industries Inc. | Ortech | ODC-8003 |  | 0 |  | 4" | Horizontal | HS | 0.25 | 62 | 0.9 | 15.5 | 4.0 | Yes | Yes | Yes | Yes | Yes | Yes | 1006367
| Bathroom Exhaust Fans |  | Ortech Industries Inc. | Ortech | ODC-9006 |  | 0 |  | 4" | Horizontal Exhaust | HS | 0.1 | 90 | 0.6 | 16.1 | 5.5 | Yes | Yes | Yes | Yes | Yes | Yes | 1008291
| Bathroom Exhaust Fans |  | Ortech Industries Inc. | Ortech | ODC-9006 |  | 0 |  | 4" | Horizontal Exhaust | HS | 0.25 | 73 |  | 15.8 | 4.6 | Yes | Yes | Yes | Yes | Yes | Yes | 1008291
| Bathroom Exhaust Fans |  | Ortech Industries Inc. | Ortech | ODC-9008 |  | 0 |  | 4" | Horizontal | HS | 0.1 | 90 | 0.8 | 23 | 3.9 | Yes | Yes | Yes | Yes | Yes | Yes | 1007255
| Bathroom Exhaust Fans |  | Ortech Industries Inc. | Ortech | ODC-9008 |  | 0 |  | 4" | Horizontal | HS | 0.25 | 81 |  |  |  | Yes | Yes | Yes | Yes | Yes | Yes | 1007255
| Bathroom Exhaust Fans |  | Ortech Industries Inc. | Ortech | ODD-100HS |  | 0 |  | 4" | Horizontal | HS | 0.1 | 100 | 0.9 | 8 | 12.5 | Yes | Yes | Yes | Yes | Yes | Yes | 1007302
| Bathroom Exhaust Fans |  | Ortech Industries Inc. | Ortech | ODD-100HS |  | 0 |  | 4" | Horizontal | MS | 0.1 | 80 | 0.5 | 6 | 13.3 | Yes | Yes | Yes | Yes | Yes | Yes | 1007302
| Bathroom Exhaust Fans |  | Ortech Industries Inc. | Ortech | ODD-100HS |  | 0 |  | 4" | Horizontal | LS | 0.1 | 50 | 0.3 | 4 | 12.5 | Yes | Yes | Yes | Yes | Yes | Yes | 1007302
| Bathroom Exhaust Fans |  | Ortech Industries Inc. | Ortech | ODD-100HS |  | 0 |  | 4" | Horizontal | HS | 0.25 | 82 |  |  |  | Yes | Yes | Yes | Yes | Yes | Yes | 1007302
| Bathroom Exhaust Fans |  | Ortech Industries Inc. | Ortech | ODD-100HS |  | 0 |  | 4" | Horizontal | MS | 0.25 | 63 |  |  |  | Yes | Yes | Yes | Yes | Yes | Yes | 1007302
| Bathroom Exhaust Fans |  | Ortech Industries Inc. | Ortech | ODD-100HS |  | 0 |  | 4" | Horizontal | LS | 0.25 | 40 |  |  |  | Yes | Yes | Yes | Yes | Yes | Yes | 1007302
| Bathroom Exhaust Fans |  | Ortech Industries Inc. | Ortech | ODD-100HS+MS |  | 0 |  | 4" | Horizontal | HS | 0.1 | 100 | 0.9 | 8 | 12.5 | Yes | Yes | Yes | Yes | Yes | Yes | 1007348
| Bathroom Exhaust Fans |  | Ortech Industries Inc. | Ortech | ODD-100HS+MS |  | 0 |  | 4" | Horizontal | MS | 0.1 | 80 | 0.5 | 6 | 13.3 | Yes | Yes | Yes | Yes | Yes | Yes | 1007348
| Bathroom Exhaust Fans |  | Ortech Industries Inc. | Ortech | ODD-100HS+MS |  | 0 |  | 4" | Horizontal | LS | 0.1 | 50 | 0.3 | 4 | 12.5 | Yes | Yes | Yes | Yes | Yes | Yes | 1007348
| Bathroom Exhaust Fans |  | Ortech Industries Inc. | Ortech | ODD-100HS+MS |  | 0 |  | 4" | Horizontal | HS | 0.25 | 82 |  |  |  | Yes | Yes | Yes | Yes | Yes | Yes | 1007348
| Bathroom Exhaust Fans |  | Ortech Industries Inc. | Ortech | ODD-100HS+MS |  | 0 |  | 4" | Horizontal | MS | 0.25 | 63 |  |  |  | Yes | Yes | Yes | Yes | Yes | Yes | 1007348
| Bathroom Exhaust Fans |  | Ortech Industries Inc. | Ortech | ODD-100HS+MS |  | 0 |  | 4" | Horizontal | LS | 0.25 | 40 |  |  |  | Yes | Yes | Yes | Yes | Yes | Yes | 1007348
| Bathroom Exhaust Fans |  | Ortech Industries Inc. | Ortech | ODD-100S |  | 0 |  | 4" | Horizontal | HS | 0.1 | 100 | 0.9 | 8 | 12.5 | Yes | Yes | Yes | Yes | Yes | Yes | 1007347
| Bathroom Exhaust Fans |  | Ortech Industries Inc. | Ortech | ODD-100S |  | 0 |  | 4" | Horizontal | MS | 0.1 | 80 | 0.5 | 6 | 13.3 | Yes | Yes | Yes | Yes | Yes | Yes | 1007347
| Bathroom Exhaust Fans |  | Ortech Industries Inc. | Ortech | ODD-100S |  | 0 |  | 4" | Horizontal | LS | 0.1 | 50 | 0.3 | 4 | 12.5 | Yes | Yes | Yes | Yes | Yes | Yes | 1007347
| Bathroom Exhaust Fans |  | Ortech Industries Inc. | Ortech | ODD-100S |  | 0 |  | 4" | Horizontal | HS | 0.25 | 82 |  |  |  | Yes | Yes | Yes | Yes | Yes | Yes | 1007347
| Bathroom Exhaust Fans |  | Ortech Industries Inc. | Ortech | ODD-100S |  | 0 |  | 4" | Horizontal | MS | 0.25 | 63 |  |  |  | Yes | Yes | Yes | Yes | Yes | Yes | 1007347
| Bathroom Exhaust Fans |  | Ortech Industries Inc. | Ortech | ODD-100S |  | 0 |  | 4" | Horizontal | LS | 0.25 | 40 |  |  |  | Yes | Yes | Yes | Yes | Yes | Yes | 1007347
| Bathroom Exhaust Fans |  | Ortech Industries Inc. | Ortech | ODD-110-1 |  | 0 |  | 4" | Horizontal Exhaust | 110 CFM | 0.25 | 94 | 1.3 | 10.8 |  | Yes | Yes | Yes | Yes | Yes | Yes | 1008034
| Bathroom Exhaust Fans |  | Ortech Industries Inc. | Ortech | ODD-110-1 |  | 0 |  | 4" | Horizontal Exhaust | 110 CFM | 0.1 | 112 | 1 | 9.8 |  | Yes | Yes | Yes | Yes | Yes | Yes | 1008034
| Bathroom Exhaust Fans |  | Ortech Industries Inc. | Ortech | ODD-110-18PB |  | 0 |  | 6" | Horizontal | HS | 0.1 | 140 | 0.4 | 13 | 10.7 | Yes | Yes | Yes | Yes | Yes | Yes | 1007216
| Bathroom Exhaust Fans |  | Ortech Industries Inc. | Ortech | ODD-110-18PB |  | 0 |  | 6" | Horizontal | HS | 0.25 | 136 | 1 | 21 | 6.4 | Yes | Yes | Yes | Yes | Yes | Yes | 1007216
| Bathroom Exhaust Fans |  | Ortech Industries Inc. | Ortech | ODD-110-18PB |  | 0 |  | 6" | Horizontal | LS | 0.1 | 80 | 0.3 | 6 | 13.3 | Yes | Yes | Yes | Yes | Yes | Yes | 1007216
| Bathroom Exhaust Fans |  | Ortech Industries Inc. | Ortech | ODD-110-18PB |  | 0 |  | 6" | Horizontal | LS | 0.25 | 80 | 1 | 11.1 | 7.2 | Yes | Yes | Yes | Yes | Yes | Yes | 1007216
| Bathroom Exhaust Fans |  | Ortech Industries Inc. | Ortech | ODD-110-18PB |  | 0 |  | 6" | Horizontal | MS | 0.1 | 110 | 0.3 | 9 | 12.2 | Yes | Yes | Yes | Yes | Yes | Yes | 1007216
| Bathroom Exhaust Fans |  | Ortech Industries Inc. | Ortech | ODD-110-18PB |  | 0 |  | 6" | Horizontal | MS | 0.25 | 108 | 0.8 | 15 | 7.2 | Yes | Yes | Yes | Yes | Yes | Yes | 1007216
| Bathroom Exhaust Fans |  | Ortech Industries Inc. | Ortech | ODD-110HS |  | 0 |  | 4" | Horizontal | 110 CFM | 0.25 | 97 | 1.5 | 11.2 | 8.6 | Yes | Yes | Yes | Yes | Yes | Yes | 1008540
| Bathroom Exhaust Fans |  | Ortech Industries Inc. | Ortech | ODD-110HS |  | 0 |  | 4" | Horizontal | 80 CFM | 0.25 | 70 | 1.2 | 7.8 | 8.9 | Yes | Yes | Yes | Yes | Yes | Yes | 1008540
| Bathroom Exhaust Fans |  | Ortech Industries Inc. | Ortech | ODD-110HS |  | 0 |  | 4" | Horizontal | 50 CFM | 0.25 | 45 | 1.3 | 5.9 | 7.6 | Yes | Yes | Yes | Yes | Yes | Yes | 1008540
| Bathroom Exhaust Fans |  | Ortech Industries Inc. | Ortech | ODD-110HS |  | 0 |  | 4" | Horizontal | 50 CFM | 0.1 | 55 | <0.3 | 3.5 | 15.7 | Yes | Yes | Yes | Yes | Yes | Yes | 1008540
| Bathroom Exhaust Fans |  | Ortech Industries Inc. | Ortech | ODD-110HS |  | 0 |  | 4" | Horizontal | 80 CFM | 0.1 | 88 | 0.5 | 5.9 | 14.9 | Yes | Yes | Yes | Yes | Yes | Yes | 1008540
| Bathroom Exhaust Fans |  | Ortech Industries Inc. | Ortech | ODD-110HS |  | 0 |  | 4" | Horizontal | 110 CFM | 0.1 | 113 | 0.9 | 9.6 | 11.7 | Yes | Yes | Yes | Yes | Yes | Yes | 1008540
| Bathroom Exhaust Fans |  | Ortech Industries Inc. | Ortech | ODD-110HS+MS |  | 0 |  | 4" | Horizontal | 110 CFM | 0.25 | 97 | 1.5 | 11.2 | 8.6 | Yes | Yes | Yes | Yes | Yes | Yes | 1008541
| Bathroom Exhaust Fans |  | Ortech Industries Inc. | Ortech | ODD-110HS+MS |  | 0 |  | 4" | Horizontal | 80 CFM | 0.25 | 70 | 1.2 | 7.8 | 8.9 | Yes | Yes | Yes | Yes | Yes | Yes | 1008541
| Bathroom Exhaust Fans |  | Ortech Industries Inc. | Ortech | ODD-110HS+MS |  | 0 |  | 4" | Horizontal | 50 CFM | 0.25 | 45 | 1.3 | 5.9 | 7.6 | Yes | Yes | Yes | Yes | Yes | Yes | 1008541
| Bathroom Exhaust Fans |  | Ortech Industries Inc. | Ortech | ODD-110HS+MS |  | 0 |  | 4" | Horizontal | 50 CFM | 0.1 | 55 | <0.3 | 3.5 | 15.7 | Yes | Yes | Yes | Yes | Yes | Yes | 1008541
| Bathroom Exhaust Fans |  | Ortech Industries Inc. | Ortech | ODD-110HS+MS |  | 0 |  | 4" | Horizontal | 80 CFM | 0.1 | 88 | 0.5 | 5.9 | 14.9 | Yes | Yes | Yes | Yes | Yes | Yes | 1008541
| Bathroom Exhaust Fans |  | Ortech Industries Inc. | Ortech | ODD-110HS+MS |  | 0 |  | 4" | Horizontal | 110 CFM | 0.1 | 113 | 0.9 | 9.6 | 11.7 | Yes | Yes | Yes | Yes | Yes | Yes | 1008541
| Bathroom Exhaust Fans |  | Ortech Industries Inc. | Ortech | ODD-110S |  | 0 |  | 4" | Horizontal | 110 CFM | 0.25 | 97 | 1.5 | 11.2 | 8.6 | Yes | Yes | Yes | Yes | Yes | Yes | 1008539
| Bathroom Exhaust Fans |  | Ortech Industries Inc. | Ortech | ODD-110S |  | 0 |  | 4" | Horizontal | 80 CFM | 0.25 | 70 | 1.2 | 7.8 | 8.9 | Yes | Yes | Yes | Yes | Yes | Yes | 1008539
| Bathroom Exhaust Fans |  | Ortech Industries Inc. | Ortech | ODD-110S |  | 0 |  | 4" | Horizontal | 50 CFM | 0.25 | 45 | 1.3 | 5.9 | 7.6 | Yes | Yes | Yes | Yes | Yes | Yes | 1008539
| Bathroom Exhaust Fans |  | Ortech Industries Inc. | Ortech | ODD-110S |  | 0 |  | 4" | Horizontal | 50 CFM | 0.1 | 55 | <0.3 | 3.5 | 15.7 | Yes | Yes | Yes | Yes | Yes | Yes | 1008539
| Bathroom Exhaust Fans |  | Ortech Industries Inc. | Ortech | ODD-110S |  | 0 |  | 4" | Horizontal | 80 CFM | 0.1 | 88 | 0.5 | 5.9 | 14.9 | Yes | Yes | Yes | Yes | Yes | Yes | 1008539
| Bathroom Exhaust Fans |  | Ortech Industries Inc. | Ortech | ODD-110S |  | 0 |  | 4" | Horizontal | 110 CFM | 0.1 | 113 | 0.9 | 9.6 | 11.7 | Yes | Yes | Yes | Yes | Yes | Yes | 1008539
| Bathroom Exhaust Fans |  | Ortech Industries Inc. | Ortech | ODD-300-3 |  | 0 |  | 6" | Horizontal Exhaust | LS | 0.1 | 210 | 1.2 | 19.9 | 10.5 | Yes | Yes | Yes | Yes | Yes | Yes | 1008392
| Bathroom Exhaust Fans |  | Ortech Industries Inc. | Ortech | ODD-300-3 |  | 0 |  | 6" | Horizontal Exhaust | LS | 0.25 | 171 | 1.4 | 20.2 | 8.4 | Yes | Yes | Yes | Yes | Yes | Yes | 1008392
| Bathroom Exhaust Fans |  | Ortech Industries Inc. | Ortech | ODD-300-3 |  | 0 |  | 6" | Horizontal Exhaust | HS | 0.25 | 263 | 3 | 45.3 | 5.8 | Yes | Yes | Yes | Yes | Yes | Yes | 1008392
| Bathroom Exhaust Fans |  | Ortech Industries Inc. | Ortech | ODD-300-3 |  | 0 |  | 6" | Horizontal Exhaust | MS | 0.25 | 221 | 2 | 30.8 | 7.1 | Yes | Yes | Yes | Yes | Yes | Yes | 1008392
| Bathroom Exhaust Fans |  | Ortech Industries Inc. | Ortech | ODD-300-3 |  | 0 |  | 6" | Horizontal Exhaust | HS | 0.1 | 292 | 3 | 44.6 | 6.5 | Yes | Yes | Yes | Yes | Yes | Yes | 1008392
| Bathroom Exhaust Fans |  | Ortech Industries Inc. | Ortech | ODD-300-3 |  | 0 |  | 6" | Horizontal Exhaust | MS | 0.1 | 248 | 2 | 29.7 | 8.3 | Yes | Yes | Yes | Yes | Yes | Yes | 1008392
| Bathroom Exhaust Fans |  | Ortech Industries Inc. | Ortech | ODD-500-4 |  | 0 |  | 8" | Horizontal | 200 CFM | 0.25 | 153 | 1.4 | 18 | 8.5 | NO | No | No | Yes | Yes | Yes | 1008399
| Bathroom Exhaust Fans |  | Ortech Industries Inc. | Ortech | ODD-500-4 |  | 0 |  | 8" | Horizontal | 200 CFM | 0.1 | 202 | 0.4 | 12 | 16.8 | NO | No | No | Yes | Yes | Yes | 1008399
| Bathroom Exhaust Fans |  | Ortech Industries Inc. | Ortech | ODD-500-4 |  | 0 |  | 8" | Horizontal | 300 CFM | 0.25 | 251 | 2 | 26.5 | 9.4 | NO | No | No | Yes | Yes | Yes | 1008399
| Bathroom Exhaust Fans |  | Ortech Industries Inc. | Ortech | ODD-500-4 |  | 0 |  | 8" | Horizontal | 500 CFM | 0.25 | 445 | 5.5 | 70.2 | 6.3 | NO | No | No | Yes | Yes | Yes | 1008399
| Bathroom Exhaust Fans |  | Ortech Industries Inc. | Ortech | ODD-500-4 |  | 0 |  | 8" | Horizontal | 500 CFM | 0.1 | 504 | 4.5 | 66 | 7.6 | NO | No | No | Yes | Yes | Yes | 1008399
| Bathroom Exhaust Fans |  | Ortech Industries Inc. | Ortech | ODD-500-4 |  | 0 |  | 8" | Horizontal | 400 CFM | 0.25 | 335 | 3 | 41.2 | 8.1 | NO | No | No | Yes | Yes | Yes | 1008399
| Bathroom Exhaust Fans |  | Ortech Industries Inc. | Ortech | ODD-500-4 |  | 0 |  | 8" | Horizontal | 400 CFM | 0.1 | 400 | 3 | 37.5 | 10.6 | NO | No | No | Yes | Yes | Yes | 1008399
| Bathroom Exhaust Fans |  | Ortech Industries Inc. | Ortech | ODD-500-4 |  | 0 |  | 8" | Horizontal | 300 CFM | 0.1 | 301 | 1.4 | 21.5 | 14.0 | NO | No | No | Yes | Yes | Yes | 1008399
| Bathroom Exhaust Fans |  | Ortech Industries Inc. | Ortech | ODD-70-1 |  | 0 |  | 4" | Horizontal Exhaust | 70 CFM | 0.1 | 75 | 0.4 | 4.5 | 16.6 | Yes | Yes | Yes | Yes | Yes | Yes | 1008018
| Bathroom Exhaust Fans |  | Ortech Industries Inc. | Ortech | ODD-70-1 |  | 0 |  | 4" | Horizontal Exhaust | 70 CFM | 0.25 | 62 | 1.1 | 7.4 | 8.3 | Yes | Yes | Yes | Yes | Yes | Yes | 1008018
| Bathroom Exhaust Fans |  | Ortech Industries Inc. | Ortech | ODD-90-1 |  | 0 |  | 4" | Horizontal Exhaust | 90 CFM | 0.25 | 78 | 1.2 | 9 | 8.6 | Yes | Yes | Yes | Yes | Yes | Yes | 1008033
| Bathroom Exhaust Fans |  | Ortech Industries Inc. | Ortech | ODD-90-1 |  | 0 |  | 4" | Horizontal Exhaust | 90 CFM | 0.1 | 95 | 0.7 | 7.2 | 13.1 | Yes | Yes | Yes | Yes | Yes | Yes | 1008033
| Bathroom Exhaust Fans |  | Ortech Industries Inc. | Ortech | ODDSS-100-3 |  | 0 |  | 4" | Horizontal | MS | 0.25 | 81 |  |  |  | Yes | Yes | Yes | Yes | Yes | Yes | 1008010
| Bathroom Exhaust Fans |  | Ortech Industries Inc. | Ortech | ODDSS-100-3 |  | 0 |  | 4" | Horizontal | HS | 0.25 | 101 |  |  |  | Yes | Yes | Yes | Yes | Yes | Yes | 1008010
| Bathroom Exhaust Fans |  | Ortech Industries Inc. | Ortech | ODDSS-100-3 |  | 0 |  | 4" | Horizontal | LS | 0.25 | 53 |  |  |  | Yes | Yes | Yes | Yes | Yes | Yes | 1008010
| Bathroom Exhaust Fans |  | Ortech Industries Inc. | Ortech | ODDSS-100-3 |  | 0 |  | 4" | Horizontal | MS | 0.1 | 80 | 1 | 7 |  | Yes | Yes | Yes | Yes | Yes | Yes | 1008010
| Bathroom Exhaust Fans |  | Ortech Industries Inc. | Ortech | ODDSS-100-3 |  | 0 |  | 4" | Horizontal | HS | 0.1 | 100 | 1.5 | 12 |  | Yes | Yes | Yes | Yes | Yes | Yes | 1008010
| Bathroom Exhaust Fans |  | Ortech Industries Inc. | Ortech | ODDSS-100-3 |  | 0 |  | 4" | Horizontal | LS | 0.1 | 50 | 0.6 | 5 |  | Yes | Yes | Yes | Yes | Yes | Yes | 1008010
| Bathroom Exhaust Fans |  | Ortech Industries Inc. | Ortech | ODE-5004 |  | 0 |  | 4" | Horizontal Exhaust | HS | 0.1 | 50 | 0.4 | 16 |  | Yes | Yes | Yes | Yes | Yes | Yes | 1007637
| Bathroom Exhaust Fans |  | Ortech Industries Inc. | Ortech | ODE-5004 |  | 0 |  | 4" | Horizontal Exhaust | HS | 0.25 | 40 | 1.4 | 15 |  | Yes | Yes | Yes | Yes | Yes | Yes | 1007637
| Bathroom Exhaust Fans |  | Ortech Industries Inc. | Ortech | ODE-8007 |  | 0 |  | 4" | Horizontal Exhaust | HS | 0.1 | 80 | 0.7 | 19 |  | Yes | Yes | Yes | Yes | Yes | Yes | 1007660
| Bathroom Exhaust Fans |  | Ortech Industries Inc. | Ortech | ODE-8007 |  | 0 |  | 4" | Horizontal Exhaust | HS | 0.25 | 69 | 1.5 | 19 |  | Yes | Yes | Yes | Yes | Yes | Yes | 1007660
| Bathroom Exhaust Fans |  | Ortech Industries Inc. | Ortech | ODE-9010 |  | 0 |  | 4" | Horizontal Exhaust | HS | 0.25 | 81 | 1.5 | 21.4 | 3.7 | Yes | Yes | Yes | Yes | Yes | Yes | 1008687
| Bathroom Exhaust Fans |  | Ortech Industries Inc. | Ortech | ODE-9010 |  | 0 |  | 4" | Horizontal Exhaust | HS | 0.1 | 90 | 1.5 | 21.6 | 4.1 | Yes | Yes | Yes | Yes | Yes | Yes | 1008687
| Bathroom Exhaust Fans |  | Ortech Industries Inc. | Ortech | ODM-5004 |  | 0 |  | 4" | Horizontal | HS | 0.1 | 50 | 0.4 | 15.8 | 3.1 | Yes | Yes | Yes | Yes | Yes | Yes | 1006630
| Bathroom Exhaust Fans |  | Ortech Industries Inc. | Ortech | ODM-5004 |  | 0 |  | 4" | Horizontal | HS | 0.25 | 38 | 1 | 14.8 | 2.5 | Yes | Yes | Yes | Yes | Yes | Yes | 1006630
| Bathroom Exhaust Fans |  | Ortech Industries Inc. | Ortech | ODM-8010 |  | 0 |  | 4" | Horizontal | HS | 0.25 | 71 | 1.5 | 20.7 | 3.4 | Yes | Yes | Yes | Yes | Yes | Yes | 1006380
| Bathroom Exhaust Fans |  | Ortech Industries Inc. | Ortech | ODM-8010 |  | 0 |  | 4" | Horizontal | HS | 0.1 | 80 | 1 | 22 | 3.6 | Yes | Yes | Yes | Yes | Yes | Yes | 1006380
| Inline Fans | Single-port | Ortech Industries Inc. | Ortech | OIF10-670 |  | 0 |  | 10" | Horizontal | HS | 0.2 | 510 |  | 118 |  | Yes | Yes | Yes | Yes | Yes | Yes | 3005236
| Inline Fans | Single-port | Ortech Industries Inc. | Ortech | OIF4-140 |  | 0 |  | 4" | Horizontal | 120 CFM | 0.2 | 120 |  | 28.9 |  | Yes | Yes | Yes | Yes | Yes | Yes | 3005232
| Inline Fans | Single-port | Ortech Industries Inc. | Ortech | OIF5-190 |  | 0 |  | 5" | Horizontal | HS | 0.2 | 180 |  | 37 |  | Yes | Yes | Yes | Yes | Yes | Yes | 3005233
| Inline Fans | Single-port | Ortech Industries Inc. | Ortech | OIF6-260 |  | 0 |  | 6" | Horizontal | HS | 0.2 | 190 |  | 47.7 |  | Yes | Yes | Yes | Yes | Yes | Yes | 3005234
| Inline Fans | Single-port | Ortech Industries Inc. | Ortech | OIF8-560 |  | 0 |  | 8" | Horizontal | HS | 0.2 | 380 |  | 90.3 |  | Yes | Yes | Yes | Yes | Yes | Yes | 3005235
| Bathroom Exhaust Fans |  | Leedarson Lighting Co. Ltd. | Orein | OL1700376 |  | 0 |  | 6" | Horizontal Exhaust | HS | 0.1 | 160 | 1 | 40 |  | Yes | Yes | Yes | Yes | Yes | Yes | 1007726
| Bathroom Exhaust Fans |  | Leedarson Lighting Co. Ltd. | Orein | OL1700376 |  | 0 |  | 6" | Horizontal Exhaust | HS | 0.25 | 140 |  |  |  | Yes | Yes | Yes | Yes | Yes | Yes | 1007726
| Kitchen Range Hoods | Power Unit | Broan-NuTone LLC | Best | P12 with compatible hood | 30 | 0 |  | 10" | Vertical | HS | 0.1 | 1090 | 11 | 686 | 1.5 | NO | N/A | N/A | N/A | N/A | N/A | 4508151
| Kitchen Range Hoods | Power Unit | Broan-NuTone LLC | Best | P12 with compatible hood | 30 | 0 |  | 10" | Vertical | HS | 0.25 | 1050 |  |  |  | NO | N/A | N/A | N/A | N/A | N/A | 4508151
| Kitchen Range Hoods | Power Unit | Broan-NuTone LLC | Best | P12 with compatible hood | 30 | 0 |  | 10" | Vertical | WS | 0.017 | 440 | 2 | 213 | 2.0 | NO | N/A | N/A | N/A | N/A | N/A | 4508151
| Kitchen Range Hoods | Power Unit | Broan-NuTone LLC | Best | P12NA with compatible hood | 30 | 0 |  | 10" | Vertical | WS | 0.017 | 440 | 2 | 213 | 2.0 | NO | N/A | N/A | N/A | N/A | N/A | 4508152
| Kitchen Range Hoods | Power Unit | Broan-NuTone LLC | Best | P12NA with compatible hood | 30 | 0 |  | 10" | Vertical | HS | 0.25 | 1050 |  |  |  | NO | N/A | N/A | N/A | N/A | N/A | 4508152
| Kitchen Range Hoods | Power Unit | Broan-NuTone LLC | Best | P12NA with compatible hood | 30 | 0 |  | 10" | Vertical | HS | 0.1 | 1090 | 11 | 686 | 1.5 | NO | N/A | N/A | N/A | N/A | N/A | 4508152
| Kitchen Range Hoods | Power Unit | Broan-NuTone LLC | Best | P5 with compatible hood | 30 | 0 |  | 3 1/4" X 10" | Vertical | HS | 0.1 | 420 | 9 | 190 | 2.2 | NO | N/A | N/A | N/A | N/A | N/A | 4508148
| Kitchen Range Hoods | Power Unit | Broan-NuTone LLC | Best | P5 with compatible hood | 30 | 0 |  | 3 1/4" X 10" | Vertical | HS | 0.25 | 380 |  |  |  | NO | N/A | N/A | N/A | N/A | N/A | 4508148
| Kitchen Range Hoods | Power Unit | Broan-NuTone LLC | Best | P5 with compatible hood | 30 | 0 |  | 3 1/4" X 10" | Vertical | WS | 0.009 | 130 | 0.6 | 42.3 | 3.0 | NO | N/A | N/A | N/A | N/A | N/A | 4508148
| Kitchen Range Hoods | Power Unit | Broan-NuTone LLC | Best | P5 with compatible hood | 30 | 0 |  | 3 1/4" X 10" | Horizontal | HS | 0.1 | 460 | 8.5 | 202 | 2.2 | NO | N/A | N/A | N/A | N/A | N/A | 4508148
| Kitchen Range Hoods | Power Unit | Broan-NuTone LLC | Best | P5 with compatible hood | 30 | 0 |  | 3 1/4" X 10" | Horizontal | HS | 0.25 | 415 |  |  |  | NO | N/A | N/A | N/A | N/A | N/A | 4508148
| Kitchen Range Hoods | Power Unit | Broan-NuTone LLC | Best | P5 with compatible hood | 30 | 0 |  | 3 1/4" X 10" | Horizontal | WS | 0.006 | 110 | 0.8 | 42 | 2.6 | NO | N/A | N/A | N/A | N/A | N/A | 4508148
| Kitchen Range Hoods | Power Unit | Broan-NuTone LLC | Best | P8 with compatible hood | 36 | 0 |  | 3 1/4" X 14" | Vertical | HS | 0.1 | 740 | 10 | 363 | 2.0 | NO | N/A | N/A | N/A | N/A | N/A | 4508150
| Kitchen Range Hoods | Power Unit | Broan-NuTone LLC | Best | P8 with compatible hood | 36 | 0 |  | 3 1/4" X 14" | Vertical | HS | 0.25 | 680 |  |  |  | NO | N/A | N/A | N/A | N/A | N/A | 4508150
| Kitchen Range Hoods | Power Unit | Broan-NuTone LLC | Best | P8 with compatible hood | 36 | 0 |  | 3 1/4" X 14" | Vertical | WS | 0.013 | 260 | 1.5 | 93.3 | 2.7 | NO | N/A | N/A | N/A | N/A | N/A | 4508150
| Kitchen Range Hoods | Power Unit | Broan-NuTone LLC | Best | P8 with compatible hood | 36 | 0 |  | 3 1/4" X 14" | Horizontal | HS | 0.1 | 820 | 9 | 379 | 2.1 | NO | N/A | N/A | N/A | N/A | N/A | 4508150
| Kitchen Range Hoods | Power Unit | Broan-NuTone LLC | Best | P8 with compatible hood | 36 | 0 |  | 3 1/4" X 14" | Horizontal | HS | 0.25 | 760 |  |  |  | NO | N/A | N/A | N/A | N/A | N/A | 4508150
| Kitchen Range Hoods | Power Unit | Broan-NuTone LLC | Best | P8 with compatible hood | 36 | 0 |  | 3 1/4" X 14" | Horizontal | WS | 0.011 | 270 | 1.3 | 97 | 2.7 | NO | N/A | N/A | N/A | N/A | N/A | 4508150
| Inline Fans | Single-port | Systemair Inc. | Fantech | PB 190 |  | 0 |  | 6" | Horizontal Exhaust | HS | 0.2 | 200 |  | 63 |  | NO | Yes | Yes | Yes | No | No | 3004892
| Inline Fans | Single-port | Systemair Inc. | Fantech | PB 270-2 (40572) |  | 0 |  | 6" | Horizontal | HS | 0.2 | 260 |  | 68 |  | Yes | Yes | Yes | Yes | Yes | Yes | 3005008
| Inline Fans | Single-port | Systemair Inc. | Fantech | PB 270L10-2 (44945) |  | 0 |  | 6" | Horizontal | HS | 0.2 | 260 |  | 68 |  | Yes | Yes | Yes | Yes | Yes | Yes | 3005007
| Inline Fans | Single-port | Systemair Inc. | Fantech | PB 270L10V2 (44947) |  | 0 |  | 6" | Horizontal | HS | 0.2 | 260 |  | 68 |  | Yes | Yes | Yes | Yes | Yes | Yes | 3005009
| Inline Fans | Single-port | Systemair Inc. | Fantech | PB 270L7-2 (44944) |  | 0 |  | 6" | Horizontal | HS | 0.2 | 260 |  | 68 |  | Yes | Yes | Yes | Yes | Yes | Yes | 3005011
| Inline Fans | Single-port | Systemair Inc. | Fantech | PB 270L710-2 (44948) |  | 0 |  | 6" | Horizontal | HS | 0.2 | 260 |  | 68 |  | Yes | Yes | Yes | Yes | Yes | Yes | 3005010
| Inline Fans | Single-port | Systemair Inc. | Fantech | PB 270L7V-2 (44946) |  | 0 |  | 6" | Horizontal | HS | 0.2 | 260 |  | 68 |  | Yes | Yes | Yes | Yes | Yes | Yes | 3005012
| Inline Fans | Single-port | Systemair Inc. | Fantech | PB 370-2 (45433) |  | 0 |  | 6" | Horizontal | HS | 0.2 | 340 |  | 106 |  | NO | Yes | Yes | Yes | No | No | 3005096
| Inline Fans | Single-port | Systemair Inc. | Fantech | PB110 (40568) |  | 0 |  | 4" | Horizontal | HS | 0.2 | 100 |  | 25 |  | Yes | Yes | Yes | Yes | Yes | Yes | 3004992
| Inline Fans | Single-port | Systemair Inc. | Fantech | PB110L10 (44943) |  | 0 |  | 4" | Horizontal | HS | 0.2 | 100 |  | 25 |  | Yes | Yes | Yes | Yes | Yes | Yes | 3004996
| Inline Fans | Single-port | Systemair Inc. | Fantech | PB110L7 (44942) |  | 0 |  | 4" | Horizontal | HS | 0.2 | 100 |  | 25 |  | Yes | Yes | Yes | Yes | Yes | Yes | 3004994
| Inline Fans | Single-port | Systemair Inc. | Fantech | PB190 (40571) |  | 0 |  | 6" | Horizontal | HS | 0.2 | 200 |  | 63 |  | NO | Yes | Yes | Yes | No | No | 3005237
| Kitchen Range Hoods | Power Unit | Zephyr Corporation | Zephyr | PBI-1100B WITH COMPATIBLE HOOD | 42 | 0 |  | 10" | Vertical Exhaust | HS | 0.25 | 800 |  | 679 | 1.1 | NO | N/A | N/A | N/A | N/A | N/A | 4508542
| Kitchen Range Hoods | Power Unit | Zephyr Corporation | Zephyr | PBI-1100B WITH COMPATIBLE HOOD | 42 | 0 |  | 10" | Vertical Exhaust | WS | 0.023 | 420 | 4 | 312 | 1.3 | NO | N/A | N/A | N/A | N/A | N/A | 4508542
| Kitchen Range Hoods | Power Unit | Zephyr Corporation | Zephyr | PBI-1100B WITH COMPATIBLE HOOD | 42 | 0 |  | 10" | Vertical Exhaust | HS | 0.1 | 890 | 13.5 | 686 | 1.2 | NO | N/A | N/A | N/A | N/A | N/A | 4508542
| Remote Exterior Mounted Ventilators (REMV) |  | Systemair Inc. | Fantech | PBW 110 |  | 0 |  | 4" | Horizontal | HS | 0.6 | 28 |  | 18.1 |  | NO | No | No | No | No | No | 6000090
| Remote Exterior Mounted Ventilators (REMV) |  | Systemair Inc. | Fantech | PBW 110 |  | 0 |  | 4" | Horizontal | HS | 0.2 | 90 |  | 18.8 |  | NO | No | No | No | No | No | 6000090
| Remote Exterior Mounted Ventilators (REMV) |  | Systemair Inc. | Fantech | PBW 110 |  | 0 |  | 4" | Horizontal | HS | 0.1 | 100 |  | 18.3 |  | NO | No | No | No | No | No | 6000090
| Remote Exterior Mounted Ventilators (REMV) |  | Systemair Inc. | Fantech | PBW 110L10 |  | 0 |  | 4" | Horizontal | HS | 0.6 | 28 |  | 18.1 |  | NO | No | No | No | No | No | 6000089
| Remote Exterior Mounted Ventilators (REMV) |  | Systemair Inc. | Fantech | PBW 110L10 |  | 0 |  | 4" | Horizontal | HS | 0.2 | 90 |  | 18.8 |  | NO | No | No | No | No | No | 6000089
| Remote Exterior Mounted Ventilators (REMV) |  | Systemair Inc. | Fantech | PBW 110L10 |  | 0 |  | 4" | Horizontal | HS | 0.1 | 100 |  | 18.3 |  | NO | No | No | No | No | No | 6000089
| Remote Exterior Mounted Ventilators (REMV) |  | Systemair Inc. | Fantech | PBW 110L7 |  | 0 |  | 4" | Horizontal | HS | 0.2 | 90 |  | 18.8 |  | NO | No | No | No | No | No | 6000088
| Remote Exterior Mounted Ventilators (REMV) |  | Systemair Inc. | Fantech | PBW 110L7 |  | 0 |  | 4" | Horizontal | HS | 0.6 | 28 |  | 18.1 |  | NO | No | No | No | No | No | 6000088
| Remote Exterior Mounted Ventilators (REMV) |  | Systemair Inc. | Fantech | PBW 110L7 |  | 0 |  | 4" | Horizontal | HS | 0.1 | 100 |  | 18.3 |  | NO | No | No | No | No | No | 6000088
| Bathroom Exhaust Fans |  | S&P USA Ventilation Systems LLC | S&P | PC110XP |  | 0 |  | 4" | Horizontal | HS | 0.1 | 100 | 0.9 | 30 | 3.3 | Yes | Yes | Yes | Yes | Yes | Yes | 1007373
| Bathroom Exhaust Fans |  | S&P USA Ventilation Systems LLC | S&P | PC110XP |  | 0 |  | 6" | Horizontal | HS | 0.1 | 120 | 0.3 | 30 | 4.0 | Yes | Yes | Yes | Yes | Yes | Yes | 1007373
| Bathroom Exhaust Fans |  | S&P USA Ventilation Systems LLC | S&P | PC110XP |  | 0 |  | 4" | Horizontal | HS | 0.25 | 80 |  |  |  | Yes | Yes | Yes | Yes | Yes | Yes | 1007373
| Bathroom Exhaust Fans |  | S&P USA Ventilation Systems LLC | S&P | PC110XP |  | 0 |  | 6" | Horizontal | HS | 0.25 | 93 |  |  |  | Yes | Yes | Yes | Yes | Yes | Yes | 1007373
| Bathroom Exhaust Fans |  | S&P USA Ventilation Systems LLC | S&P | PC150XP |  | 0 |  | 6" | Horizontal | HS | 0.1 | 150 | 0.5 | 38 | 3.9 | Yes | Yes | Yes | Yes | Yes | Yes | 1007374
| Bathroom Exhaust Fans |  | S&P USA Ventilation Systems LLC | S&P | PC150XP |  | 0 |  | 6" | Horizontal | HS | 0.25 | 115 |  |  |  | Yes | Yes | Yes | Yes | Yes | Yes | 1007374
| Bathroom Exhaust Fans |  | S&P USA Ventilation Systems LLC | S&P | PC50XP |  | 0 |  | 4" | Horizontal | HS | 0.25 | 36 | 1.3 | 14 | 2.5 | Yes | Yes | Yes | Yes | Yes | Yes | 1006662
| Bathroom Exhaust Fans |  | S&P USA Ventilation Systems LLC | S&P | PC50XP |  | 0 |  | 4" | Horizontal | HS | 0.1 | 50 | 0.4 | 14.5 | 3.4 | Yes | Yes | Yes | Yes | Yes | Yes | 1006662
| Bathroom Exhaust Fans |  | S&P USA Ventilation Systems LLC | S&P | PC80XP |  | 0 |  | 4" | Horizontal | HS | 0.25 | 60 |  |  |  | Yes | Yes | Yes | Yes | Yes | Yes | 1008069
| Bathroom Exhaust Fans |  | S&P USA Ventilation Systems LLC | S&P | PC80XP |  | 0 |  | 4" | Horizontal | HS | 0.1 | 80 | 0.8 | 24 | 3.3 | Yes | Yes | Yes | Yes | Yes | Yes | 1008069
| Bathroom Exhaust Fans |  | S&P USA Ventilation Systems LLC | S&P | PC80XP |  | 0 |  | 6" | Horizontal | HS | 0.25 | 66 |  |  |  | Yes | Yes | Yes | Yes | Yes | Yes | 1008069
| Bathroom Exhaust Fans |  | S&P USA Ventilation Systems LLC | S&P | PC80XP |  | 0 |  | 6" | Horizontal | HS | 0.1 | 90 | 0.7 | 24 | 3.7 | Yes | Yes | Yes | Yes | Yes | Yes | 1008069
| Bathroom Exhaust Fans |  | S&P USA Ventilation Systems LLC | S&P | PCD110XP |  | 0 |  | 6" | Horizontal | HS | 0.1 | 140 | 0.4 | 13 | 10.7 | Yes | Yes | Yes | Yes | Yes | Yes | 1007198
| Bathroom Exhaust Fans |  | S&P USA Ventilation Systems LLC | S&P | PCD110XP |  | 0 |  | 6" | Horizontal | HS | 0.25 | 136 | 1 | 21 | 6.4 | Yes | Yes | Yes | Yes | Yes | Yes | 1007198
| Bathroom Exhaust Fans |  | S&P USA Ventilation Systems LLC | S&P | PCD110XP |  | 0 |  | 6" | Horizontal | LS | 0.1 | 80 | 0.3 | 6 | 13.3 | Yes | Yes | Yes | Yes | Yes | Yes | 1007198
| Bathroom Exhaust Fans |  | S&P USA Ventilation Systems LLC | S&P | PCD110XP |  | 0 |  | 6" | Horizontal | LS | 0.25 | 80 | 1 | 11.1 | 7.2 | Yes | Yes | Yes | Yes | Yes | Yes | 1007198
| Bathroom Exhaust Fans |  | S&P USA Ventilation Systems LLC | S&P | PCD110XP |  | 0 |  | 6" | Horizontal | MS | 0.1 | 110 | 0.3 | 9 | 12.2 | Yes | Yes | Yes | Yes | Yes | Yes | 1007198
| Bathroom Exhaust Fans |  | S&P USA Ventilation Systems LLC | S&P | PCD110XP |  | 0 |  | 6" | Horizontal | MS | 0.25 | 108 | 0.8 | 15 | 7.2 | Yes | Yes | Yes | Yes | Yes | Yes | 1007198
| Bathroom Exhaust Fans |  | S&P USA Ventilation Systems LLC | S&P | PCD150 |  | 0 |  | 6" | Horizontal | HS | 0.1 | 150 | 2 | 16 |  | Yes | Yes | Yes | Yes | Yes | Yes | 1008617
| Bathroom Exhaust Fans |  | S&P USA Ventilation Systems LLC | S&P | PCD150 |  | 0 |  | 6" | Horizontal | HS | 0.25 | 149 |  |  |  | Yes | Yes | Yes | Yes | Yes | Yes | 1008617
| Bathroom Exhaust Fans |  | S&P USA Ventilation Systems LLC | S&P | PCD150 |  | 0 |  | 6" | Horizontal | MS | 0.1 | 100 | 0.5 | 10 |  | Yes | Yes | Yes | Yes | Yes | Yes | 1008617
| Bathroom Exhaust Fans |  | S&P USA Ventilation Systems LLC | S&P | PCD150 |  | 0 |  | 6" | Horizontal | MS | 0.25 | 98 |  |  |  | Yes | Yes | Yes | Yes | Yes | Yes | 1008617
| Bathroom Exhaust Fans |  | S&P USA Ventilation Systems LLC | S&P | PCD150 |  | 0 |  | 6" | Horizontal | LS | 0.1 | 30 | 0.7 | 5 |  | Yes | Yes | Yes | Yes | Yes | Yes | 1008617
| Bathroom Exhaust Fans |  | S&P USA Ventilation Systems LLC | S&P | PCD150 |  | 0 |  | 6" | Horizontal | LS | 0.25 | 16 |  |  |  | Yes | Yes | Yes | Yes | Yes | Yes | 1008617
<font color=red>New</font> | Bathroom Exhaust Fans |  | S&P USA Ventilation Systems LLC | S&P | PCD300 |  | 0 |  | 6" | Horizontal | 300 CFM | 0.1 | 300 | 7 | 68 |  | NO | No | No | Yes | No | Yes | 1008721
<font color=red>New</font> | Bathroom Exhaust Fans |  | S&P USA Ventilation Systems LLC | S&P | PCD300 |  | 0 |  | 6" | Horizontal | 200 CFM | 0.1 | 200 | 4 | 30 |  | NO | No | No | Yes | No | Yes | 1008721
<font color=red>New</font> | Bathroom Exhaust Fans |  | S&P USA Ventilation Systems LLC | S&P | PCD300 |  | 0 |  | 6" | Horizontal | 100 CFM | 0.1 | 100 | 0.5 | 10 |  | NO | No | No | Yes | No | Yes | 1008721
<font color=red>New</font> | Bathroom Exhaust Fans |  | S&P USA Ventilation Systems LLC | S&P | PCD300 |  | 0 |  | 6" | Horizontal | 150 CFM | 0.1 | 150 | 2 | 16 |  | NO | No | No | Yes | No | Yes | 1008721
<font color=red>New</font> | Bathroom Exhaust Fans |  | S&P USA Ventilation Systems LLC | S&P | PCD300 |  | 0 |  | 6" | Horizontal | 30 CFM | 0.1 | 30 | 0.7 | 5 |  | NO | No | No | Yes | No | Yes | 1008721
<font color=red>New</font> | Bathroom Exhaust Fans |  | S&P USA Ventilation Systems LLC | S&P | PCD300 |  | 0 |  | 6" | Horizontal | 300 CFM | 0.25 | 290 |  |  |  | NO | No | No | Yes | No | Yes | 1008721
<font color=red>New</font> | Bathroom Exhaust Fans |  | S&P USA Ventilation Systems LLC | S&P | PCD300 |  | 0 |  | 6" | Horizontal | 100 CFM | 0.25 | 98 |  |  |  | NO | No | No | Yes | No | Yes | 1008721
<font color=red>New</font> | Bathroom Exhaust Fans |  | S&P USA Ventilation Systems LLC | S&P | PCD300 |  | 0 |  | 6" | Horizontal | 150 CFM | 0.25 | 149 |  |  |  | NO | No | No | Yes | No | Yes | 1008721
<font color=red>New</font> | Bathroom Exhaust Fans |  | S&P USA Ventilation Systems LLC | S&P | PCD300 |  | 0 |  | 6" | Horizontal | 200 CFM | 0.25 | 192 |  |  |  | NO | No | No | Yes | No | Yes | 1008721
<font color=red>New</font> | Bathroom Exhaust Fans |  | S&P USA Ventilation Systems LLC | S&P | PCD300 |  | 0 |  | 6" | Horizontal | 30 CFM | 0.25 | 21 |  |  |  | NO | No | No | Yes | No | Yes | 1008721
<font color=red>New</font> | Inline Fans | Single-port | S&P USA Ventilation Systems LLC | S&P | PCD300IL |  | 0 |  | 6" | Horizontal 13 | 100 CFM | 0.2 | 100 |  | 18 |  | Yes | Yes | Yes | Yes | Yes | Yes | 3005277
<font color=red>New</font> | Inline Fans | Single-port | S&P USA Ventilation Systems LLC | S&P | PCD300IL |  | 0 |  | 6" | Horizontal | 100 CFM | 0.2 | 100 |  | 12 |  | Yes | Yes | Yes | Yes | Yes | Yes | 3005277
<font color=red>New</font> | Inline Fans | Single-port | S&P USA Ventilation Systems LLC | S&P | PCD300IL |  | 0 |  | 6" | Horizontal 13 | 150 CFM | 0.2 | 150 |  | 30 |  | Yes | Yes | Yes | Yes | Yes | Yes | 3005277
<font color=red>New</font> | Inline Fans | Single-port | S&P USA Ventilation Systems LLC | S&P | PCD300IL |  | 0 |  | 6" | Horizontal | 150 CFM | 0.2 | 150 |  | 18 |  | Yes | Yes | Yes | Yes | Yes | Yes | 3005277
<font color=red>New</font> | Inline Fans | Single-port | S&P USA Ventilation Systems LLC | S&P | PCD300IL |  | 0 |  | 6" | Horizontal 13 | 200 CFM | 0.2 | 200 |  | 50 |  | Yes | Yes | Yes | Yes | Yes | Yes | 3005277
<font color=red>New</font> | Inline Fans | Single-port | S&P USA Ventilation Systems LLC | S&P | PCD300IL |  | 0 |  | 6" | Horizontal | 200 CFM | 0.2 | 200 |  | 31 |  | Yes | Yes | Yes | Yes | Yes | Yes | 3005277
<font color=red>New</font> | Inline Fans | Single-port | S&P USA Ventilation Systems LLC | S&P | PCD300IL |  | 0 |  | 6" | Horizontal 13 | 20 CFM | 0.2 | 27 |  | 8 |  | Yes | Yes | Yes | Yes | Yes | Yes | 3005277
<font color=red>New</font> | Inline Fans | Single-port | S&P USA Ventilation Systems LLC | S&P | PCD300IL |  | 0 |  | 6" | Horizontal | 20 CFM | 0.2 | 28 |  | 7 |  | Yes | Yes | Yes | Yes | Yes | Yes | 3005277
<font color=red>New</font> | Inline Fans | Single-port | S&P USA Ventilation Systems LLC | S&P | PCD300IL |  | 0 |  | 6" | Horizontal 13 | 300 CFM | 0.2 | 270 |  | 92 |  | Yes | Yes | Yes | Yes | Yes | Yes | 3005277
<font color=red>New</font> | Inline Fans | Single-port | S&P USA Ventilation Systems LLC | S&P | PCD300IL |  | 0 |  | 6" | Horizontal | 300 CFM | 0.2 | 300 |  | 66 |  | Yes | Yes | Yes | Yes | Yes | Yes | 3005277
| Bathroom Exhaust Fans |  | S&P USA Ventilation Systems LLC | S&P | PCD80XHP |  | 0 |  | 4" | Horizontal | HS | 0.25 | 76 | 1.2 | 10 | 7.5 | Yes | Yes | Yes | Yes | Yes | Yes | 1007200
| Bathroom Exhaust Fans |  | S&P USA Ventilation Systems LLC | S&P | PCD80XHP |  | 0 |  | 4" | Horizontal | LS | 0.25 | 36 | 1 | 6 | 6.0 | Yes | Yes | Yes | Yes | Yes | Yes | 1007200
| Bathroom Exhaust Fans |  | S&P USA Ventilation Systems LLC | S&P | PCD80XHP |  | 0 |  | 4" | Horizontal | HS | 0.1 | 80 | 0.5 | 7 | 11.4 | Yes | Yes | Yes | Yes | Yes | Yes | 1007200
| Bathroom Exhaust Fans |  | S&P USA Ventilation Systems LLC | S&P | PCD80XHP |  | 0 |  | 4" | Horizontal | LS | 0.1 | 40 | 0.3 | 4 | 10.0 | Yes | Yes | Yes | Yes | Yes | Yes | 1007200
| Bathroom Exhaust Fans |  | S&P USA Ventilation Systems LLC | S&P | PCLP100 |  | 0 |  | 4" | Horizontal | HS | 0.1 | 100 | 2 | 24.6 | 4.0 | Yes | Yes | Yes | Yes | Yes | Yes | 1006757
| Bathroom Exhaust Fans |  | S&P USA Ventilation Systems LLC | S&P | PCLP100 |  | 0 |  | 4" | Horizontal | HS | 0.25 | 86 |  |  |  | Yes | Yes | Yes | Yes | Yes | Yes | 1006757
| Bathroom Exhaust Fans |  | S&P USA Ventilation Systems LLC | S&P | PCLP100XP |  | 0 |  | 4" | Horizontal | HS | 0.25 | 86 | 2 | 24.2 | 3.5 | Yes | Yes | Yes | Yes | Yes | Yes | 1006755
| Bathroom Exhaust Fans |  | S&P USA Ventilation Systems LLC | S&P | PCLP100XP |  | 0 |  | 4" | Horizontal | HS | 0.1 | 100 | 1.5 | 24.6 | 4.0 | Yes | Yes | Yes | Yes | Yes | Yes | 1006755
| Bathroom Exhaust Fans |  | S&P USA Ventilation Systems LLC | S&P | PCLP80 |  | 0 |  | 4" | Horizontal | HS | 0.1 | 80 | 1.2 | 25.9 | 3.0 | Yes | Yes | Yes | Yes | Yes | Yes | 1006756
| Bathroom Exhaust Fans |  | S&P USA Ventilation Systems LLC | S&P | PCLP80 |  | 0 |  | 4" | Horizontal | HS | 0.25 | 62 |  |  |  | Yes | Yes | Yes | Yes | Yes | Yes | 1006756
| Bathroom Exhaust Fans |  | S&P USA Ventilation Systems LLC | S&P | PCLP80XP |  | 0 |  | 4" | Horizontal | HS | 0.25 | 66 | 0.9 | 17 | 3.8 | Yes | Yes | Yes | Yes | Yes | Yes | 1006747
| Bathroom Exhaust Fans |  | S&P USA Ventilation Systems LLC | S&P | PCLP80XP |  | 0 |  | 4" | Horizontal | HS | 0.1 | 80 | 0.7 | 17.3 | 4.6 | Yes | Yes | Yes | Yes | Yes | Yes | 1006747
| Bathroom Exhaust Fans |  | S&P USA Ventilation Systems LLC | S&P | PCLPD100XHP |  | 0 |  | 4" | Horizontal | LS | 0.25 | 53 |  |  |  | Yes | Yes | Yes | Yes | Yes | Yes | 1007457
| Bathroom Exhaust Fans |  | S&P USA Ventilation Systems LLC | S&P | PCLPD100XHP |  | 0 |  | 4" | Horizontal | LS | 0.1 | 50 | 0.6 | 5 | 10.0 | Yes | Yes | Yes | Yes | Yes | Yes | 1007457
| Bathroom Exhaust Fans |  | S&P USA Ventilation Systems LLC | S&P | PCLPD100XHP |  | 0 |  | 4" | Horizontal | MS | 0.1 | 80 | 1 | 7 | 11.4 | Yes | Yes | Yes | Yes | Yes | Yes | 1007457
| Bathroom Exhaust Fans |  | S&P USA Ventilation Systems LLC | S&P | PCLPD100XHP |  | 0 |  | 4" | Horizontal | HS | 0.1 | 100 | 1.5 | 12 | 8.3 | Yes | Yes | Yes | Yes | Yes | Yes | 1007457
| Bathroom Exhaust Fans |  | S&P USA Ventilation Systems LLC | S&P | PCLPD100XHP |  | 0 |  | 4" | Horizontal | HS | 0.25 | 101 |  |  |  | Yes | Yes | Yes | Yes | Yes | Yes | 1007457
| Bathroom Exhaust Fans |  | S&P USA Ventilation Systems LLC | S&P | PCLPD100XHP |  | 0 |  | 4" | Horizontal | MS | 0.25 | 81 |  |  |  | Yes | Yes | Yes | Yes | Yes | Yes | 1007457
| Bathroom Exhaust Fans |  | Broan-NuTone LLC | Broan-NuTone | PCPE811 |  | 0 |  | 4" | Horizontal Exhaust | 80 CFM | 0.1 | 80 | 0.6 | 21.1 | 3.7 | Yes | Yes | Yes | Yes | Yes | Yes | 1008688
| Bathroom Exhaust Fans |  | Broan-NuTone LLC | Broan-NuTone | PCPE811 |  | 0 |  | 4" | Horizontal Exhaust | 80 CFM | 0.25 | 60 | 1.2 | 20.3 |  | Yes | Yes | Yes | Yes | Yes | Yes | 1008688
| Bathroom Exhaust Fans |  | Broan-NuTone LLC | Broan-NuTone | PCPE811 |  | 0 |  | 4" | Horizontal Exhaust | 110 CFM | 0.1 | 110 | 1.3 | 26.4 | 4.1 | Yes | Yes | Yes | Yes | Yes | Yes | 1008688
| Bathroom Exhaust Fans |  | Broan-NuTone LLC | Broan-NuTone | PCPE811 |  | 0 |  | 4" | Horizontal Exhaust | 110 CFM | 0.25 | 90 | 2 | 25.6 |  | Yes | Yes | Yes | Yes | Yes | Yes | 1008688
| Bathroom Exhaust Fans |  | Broan-NuTone LLC | Broan-NuTone | PCPE811K |  | 0 |  | 4" | Horizontal Exhaust | 80 CFM | 0.25 | 60 | 1.2 | 20.3 |  | Yes | Yes | Yes | Yes | Yes | Yes | 1008559
| Bathroom Exhaust Fans |  | Broan-NuTone LLC | Broan-NuTone | PCPE811K |  | 0 |  | 4" | Horizontal Exhaust | 80 CFM | 0.1 | 80 | 0.6 | 21.1 | 3.7 | Yes | Yes | Yes | Yes | Yes | Yes | 1008559
| Bathroom Exhaust Fans |  | Broan-NuTone LLC | Broan-NuTone | PCPE811K |  | 0 |  | 4" | Horizontal Exhaust | 110 CFM | 0.1 | 110 | 1.3 | 26.4 | 4.1 | Yes | Yes | Yes | Yes | Yes | Yes | 1008559
| Bathroom Exhaust Fans |  | Broan-NuTone LLC | Broan-NuTone | PCPE811K |  | 0 |  | 4" | Horizontal Exhaust | 110 CFM | 0.25 | 90 | 2 | 25.6 |  | Yes | Yes | Yes | Yes | Yes | Yes | 1008559
| Bathroom Exhaust Fans |  | Broan-NuTone LLC | Broan-NuTone | PCPE811K = PCPE811H with PCPE811KF |  | 0 |  | 4" | Horizontal Exhaust | 80 CFM | 0.25 | 60 | 1.2 | 20.3 |  | Yes | Yes | Yes | Yes | Yes | Yes | 1008562
| Bathroom Exhaust Fans |  | Broan-NuTone LLC | Broan-NuTone | PCPE811K = PCPE811H with PCPE811KF |  | 0 |  | 4" | Horizontal Exhaust | 80 CFM | 0.1 | 80 | 1.2 | 21.1 | 3.7 | Yes | Yes | Yes | Yes | Yes | Yes | 1008562
| Bathroom Exhaust Fans |  | Broan-NuTone LLC | Broan-NuTone | PCPE811K = PCPE811H with PCPE811KF |  | 0 |  | 4" | Horizontal Exhaust | 110 CFM | 0.1 | 110 | 1.3 | 26.4 | 4.1 | Yes | Yes | Yes | Yes | Yes | Yes | 1008562
| Bathroom Exhaust Fans |  | Broan-NuTone LLC | Broan-NuTone | PCPE811K = PCPE811H with PCPE811KF |  | 0 |  | 4" | Horizontal Exhaust | 110 CFM | 0.25 | 90 | 2 | 25.6 |  | Yes | Yes | Yes | Yes | Yes | Yes | 1008562
| Bathroom Exhaust Fans |  | Broan-NuTone LLC | Broan-NuTone | PCPER811 |  | 0 |  | 4" | Horizontal Exhaust | 80 CFM | 0.25 | 60 | 1.2 | 20.3 |  | Yes | Yes | Yes | Yes | Yes | Yes | 1008560
| Bathroom Exhaust Fans |  | Broan-NuTone LLC | Broan-NuTone | PCPER811 |  | 0 |  | 4" | Horizontal Exhaust | 80 CFM | 0.1 | 80 | 0.6 | 21.1 | 3.7 | Yes | Yes | Yes | Yes | Yes | Yes | 1008560
| Bathroom Exhaust Fans |  | Broan-NuTone LLC | Broan-NuTone | PCPER811 |  | 0 |  | 4" | Horizontal Exhaust | 110 CFM | 0.25 | 90 | 2 | 25.6 |  | Yes | Yes | Yes | Yes | Yes | Yes | 1008560
| Bathroom Exhaust Fans |  | Broan-NuTone LLC | Broan-NuTone | PCPER811 |  | 0 |  | 4" | Horizontal Exhaust | 110 CFM | 0.1 | 110 | 1.3 | 26.4 | 4.1 | Yes | Yes | Yes | Yes | Yes | Yes | 1008560
| Bathroom Exhaust Fans |  | Broan-NuTone LLC | Broan-NuTone | PCPER811 = PCPE811H with PCPER811F |  | 0 |  | 4" | Horizontal Exhaust | 80 CFM | 0.1 | 80 | 0.6 | 21.1 | 3.7 | Yes | Yes | Yes | Yes | Yes | Yes | 1008563
| Bathroom Exhaust Fans |  | Broan-NuTone LLC | Broan-NuTone | PCPER811 = PCPE811H with PCPER811F |  | 0 |  | 4" | Horizontal Exhaust | 80 CFM | 0.25 | 60 | 1.2 | 20.3 |  | Yes | Yes | Yes | Yes | Yes | Yes | 1008563
| Bathroom Exhaust Fans |  | Broan-NuTone LLC | Broan-NuTone | PCPER811 = PCPE811H with PCPER811F |  | 0 |  | 4" | Horizontal Exhaust | 110 CFM | 0.1 | 110 | 1.3 | 26.4 | 4.1 | Yes | Yes | Yes | Yes | Yes | Yes | 1008563
| Bathroom Exhaust Fans |  | Broan-NuTone LLC | Broan-NuTone | PCPER811 = PCPE811H with PCPER811F |  | 0 |  | 4" | Horizontal Exhaust | 110 CFM | 0.25 | 90 | 2 | 25.6 |  | Yes | Yes | Yes | Yes | Yes | Yes | 1008563
| Bathroom Exhaust Fans |  | S&P USA Ventilation Systems LLC | S&P | PCV50 |  | 0 |  | 4" | Horizontal | HS | 0.1 | 50 | 2.5 | 50 | 1.0 | NO | No | No | Yes | No | Yes | 1006813
| Bathroom Exhaust Fans |  | S&P USA Ventilation Systems LLC | S&P | PCV80 |  | 0 |  | 4" | Horizontal | HS | 0.1 | 80 | 1.5 | 23.8 | 3.3 | Yes | Yes | Yes | Yes | Yes | Yes | 1004601
| Bathroom Exhaust Fans |  | S&P USA Ventilation Systems LLC | S&P | PCV80 |  | 0 |  | 4" | Horizontal | HS | 0.25 | 60 |  |  |  | Yes | Yes | Yes | Yes | Yes | Yes | 1004601
| Bathroom Exhaust Fans |  | Broan-NuTone LLC | NuTone | PEN811 |  | 0 |  | 4" | Horizontal | 80 CFM | 0.1 | 80 | 1 | 21.1 | 3.7 | Yes | Yes | Yes | Yes | Yes | Yes | 1007800
| Bathroom Exhaust Fans |  | Broan-NuTone LLC | NuTone | PEN811 |  | 0 |  | 4" | Horizontal | 110 CFM | 0.1 | 110 | 1.5 | 26.4 | 4.1 | Yes | Yes | Yes | Yes | Yes | Yes | 1007800
| Bathroom Exhaust Fans |  | Broan-NuTone LLC | NuTone | PEN811 |  | 0 |  | 4" | Horizontal | 80 CFM | 0.25 | 60 | 1.5 | 20.3 |  | Yes | Yes | Yes | Yes | Yes | Yes | 1007800
| Bathroom Exhaust Fans |  | Broan-NuTone LLC | NuTone | PEN811 |  | 0 |  | 4" | Horizontal | 110 CFM | 0.25 | 90 | 2 | 25.6 |  | Yes | Yes | Yes | Yes | Yes | Yes | 1007800
| Inline Fans | Single-port | Broan-NuTone LLC | Best | PF6 |  | 0 |  | 8" | Direct Exhaust | HS | 0.2 | 600 |  | 358 |  | NO | No | No | No | No | No | 3005205
| Downdraft Kitchen Ventilators | Power Unit | Broan-NuTone LLC | Best | PF6 with Compatible Downdraft intake |  | 0 |  | 8" | Front Exhaust | HS | 0.1 | 500 | 9 | 322 |  | NO | N/A | N/A | N/A | N/A | N/A | 1504004
| Downdraft Kitchen Ventilators | Power Unit | Broan-NuTone LLC | Best | PF6 with Compatible Downdraft intake |  | 0 |  | 8" | Front Exhaust | HS | 0.25 | 480 |  |  |  | NO | N/A | N/A | N/A | N/A | N/A | 1504004
| Downdraft Kitchen Ventilators | Power Unit | Broan-NuTone LLC | Best | PF6 with Compatible Downdraft intake |  | 0 |  | 8" | Front Exhaust | WS | 0.015 | 190 | 0.9 | 73.2 |  | NO | N/A | N/A | N/A | N/A | N/A | 1504004
| Kitchen Range Hoods | Power Unit | Broan-NuTone LLC | Best | PM12 with compatible hood | 42 | 0 |  | 10" | Left | HS | 0.1 | 1140 | 11 | 711 | 1.6 | NO | N/A | N/A | N/A | N/A | N/A | 4508158
| Kitchen Range Hoods | Power Unit | Broan-NuTone LLC | Best | PM12 with compatible hood | 42 | 0 |  | 10" | Left | HS | 0.25 | 1100 |  |  |  | NO | N/A | N/A | N/A | N/A | N/A | 4508158
| Kitchen Range Hoods | Power Unit | Broan-NuTone LLC | Best | PM12 with compatible hood | 42 | 0 |  | 10" | Left | WS | 0.004 | 220 | <0.3 | 92.7 | 2.3 | NO | N/A | N/A | N/A | N/A | N/A | 4508158
| Kitchen Range Hoods | Power Unit | Broan-NuTone LLC | Best | PM12 with compatible hood | 42 | 0 |  | 10" | Rear | HS | 0.1 | 1140 | 10 | 701 | 1.6 | NO | N/A | N/A | N/A | N/A | N/A | 4508158
| Kitchen Range Hoods | Power Unit | Broan-NuTone LLC | Best | PM12 with compatible hood | 42 | 0 |  | 10" | Rear | HS | 0.25 | 1100 |  |  |  | NO | N/A | N/A | N/A | N/A | N/A | 4508158
| Kitchen Range Hoods | Power Unit | Broan-NuTone LLC | Best | PM12 with compatible hood | 42 | 0 |  | 10" | Rear | WS | 0.004 | 230 | <0.3 | 91.9 | 2.5 | NO | N/A | N/A | N/A | N/A | N/A | 4508158
| Kitchen Range Hoods | Power Unit | Broan-NuTone LLC | Best | PM12 with compatible hood | 42 | 0 |  | 10" | Front | HS | 0.1 | 1120 | 10 | 700 | 1.6 | NO | N/A | N/A | N/A | N/A | N/A | 4508158
| Kitchen Range Hoods | Power Unit | Broan-NuTone LLC | Best | PM12 with compatible hood | 42 | 0 |  | 10" | Front | HS | 0.25 | 1080 |  |  |  | NO | N/A | N/A | N/A | N/A | N/A | 4508158
| Kitchen Range Hoods | Power Unit | Broan-NuTone LLC | Best | PM12 with compatible hood | 42 | 0 |  | 10" | Front | WS | 0.004 | 220 | <0.3 | 91.6 | 2.4 | NO | N/A | N/A | N/A | N/A | N/A | 4508158
| Kitchen Range Hoods | Power Unit | Broan-NuTone LLC | Best | PM12 with compatible hood | 42 | 0 |  | 10" | Vertical | HS | 0.1 | 1140 | 9.5 | 699 | 1.6 | NO | N/A | N/A | N/A | N/A | N/A | 4508158
| Kitchen Range Hoods | Power Unit | Broan-NuTone LLC | Best | PM12 with compatible hood | 42 | 0 |  | 10" | Vertical | WS | 0.004 | 220 | <0.3 | 91.4 | 2.4 | NO | N/A | N/A | N/A | N/A | N/A | 4508158
| Kitchen Range Hoods | Power Unit | Broan-NuTone LLC | Best | PM12 with compatible hood | 42 | 0 |  | 10" | Vertical | HS | 0.25 | 1100 |  |  |  | NO | N/A | N/A | N/A | N/A | N/A | 4508158
| Kitchen Range Hoods |  | Broan-NuTone LLC | Broan | PM300SS | 24 | 0 |  | 7" | Vertical | WS | 0.032 | 140 | 3 | 23.2 | 6.0 | NO | N/A | N/A | N/A | N/A | N/A | 4507197
| Kitchen Range Hoods |  | Broan-NuTone LLC | Broan | PM300SS | 24 | 0 |  | 7" | Vertical | HS | 0.1 | 260 | 7 | 54.4 | 4.7 | NO | N/A | N/A | N/A | N/A | N/A | 4507197
| Kitchen Range Hoods |  | Broan-NuTone LLC | Broan | PM300SS | 24 | 0 |  | 7" | Vertical | HS | 0.25 | 115 |  |  |  | NO | N/A | N/A | N/A | N/A | N/A | 4507197
| Kitchen Range Hoods | Insert/Power Pack | Broan-NuTone LLC | Broan | PM400SS | 21 | 0 |  | 3 1/4" X 10" | Vertical | HS | 0.1 | 400 | 6 | 200 | 2.0 | Yes | N/A | N/A | N/A | N/A | N/A | 4507263
| Kitchen Range Hoods | Insert/Power Pack | Broan-NuTone LLC | Broan | PM400SS | 21 | 0 |  | 3 1/4" X 10" | Vertical | WS | 0.011 | 130 | 1 | 36.5 | 3.5 | Yes | N/A | N/A | N/A | N/A | N/A | 4507263
| Kitchen Range Hoods | Insert/Power Pack | Broan-NuTone LLC | Broan | PM400SS | 21 | 0 |  | 3 1/4" X 10" | Horizontal | HS | 0.1 | 400 | 5.5 | 199 | 2.0 | Yes | N/A | N/A | N/A | N/A | N/A | 4507263
| Kitchen Range Hoods | Insert/Power Pack | Broan-NuTone LLC | Broan | PM400SS | 21 | 0 |  | 3 1/4" X 10" | Horizontal | WS | 0.008 | 120 | 1 | 36.2 | 3.3 | Yes | N/A | N/A | N/A | N/A | N/A | 4507263
| Kitchen Range Hoods | Insert/Power Pack | Broan-NuTone LLC | Broan | PM400SS | 21 | 0 |  | 6" | Vertical | HS | 0.1 | 390 | 6 | 200 | 1.9 | Yes | N/A | N/A | N/A | N/A | N/A | 4507263
| Kitchen Range Hoods | Insert/Power Pack | Broan-NuTone LLC | Broan | PM400SS | 21 | 0 |  | 6" | Vertical | WS | 0.01 | 120 | 1 | 36.3 | 3.3 | Yes | N/A | N/A | N/A | N/A | N/A | 4507263
| Kitchen Range Hoods | Insert/Power Pack | Broan-NuTone LLC | Broan | PM400SS | 21 | 0 |  | 3 1/4" X 10" | Vertical | HS | 0.25 | 380 |  |  |  | Yes | N/A | N/A | N/A | N/A | N/A | 4507263
| Kitchen Range Hoods | Insert/Power Pack | Broan-NuTone LLC | Broan | PM400SS | 21 | 0 |  | 3 1/4" X 10" | Horizontal | HS | 0.25 | 370 |  |  |  | Yes | N/A | N/A | N/A | N/A | N/A | 4507263
| Kitchen Range Hoods | Insert/Power Pack | Broan-NuTone LLC | Broan | PM400SS | 21 | 0 |  | 6" | Vertical | HS | 0.25 | 370 |  |  |  | Yes | N/A | N/A | N/A | N/A | N/A | 4507263
| Kitchen Range Hoods | Insert/Power Pack | Broan-NuTone LLC | Broan | PM400SSV | 21 | 0 |  | 3 1/4" X 10" | Vertical | HS | 0.1 | 400 | 6 | 200 | 2.0 | NO | N/A | N/A | N/A | N/A | N/A | 4508118
| Kitchen Range Hoods | Insert/Power Pack | Broan-NuTone LLC | Broan | PM400SSV | 21 | 0 |  | 3 1/4" X 10" | Vertical | WS | 0.011 | 130 | 0.8 | 36.5 | 3.5 | NO | N/A | N/A | N/A | N/A | N/A | 4508118
| Kitchen Range Hoods | Insert/Power Pack | Broan-NuTone LLC | Broan | PM400SSV | 21 | 0 |  | 3 1/4" X 10" | Horizontal | HS | 0.1 | 400 | 5.5 | 199 | 2.0 | NO | N/A | N/A | N/A | N/A | N/A | 4508118
| Kitchen Range Hoods | Insert/Power Pack | Broan-NuTone LLC | Broan | PM400SSV | 21 | 0 |  | 3 1/4" X 10" | Horizontal | WS | 0.008 | 120 | 0.8 | 36.2 | 3.3 | NO | N/A | N/A | N/A | N/A | N/A | 4508118
| Kitchen Range Hoods | Insert/Power Pack | Broan-NuTone LLC | Broan | PM400SSV | 21 | 0 |  | 6" | Vertical | HS | 0.1 | 390 | 6 | 200 | 1.9 | NO | N/A | N/A | N/A | N/A | N/A | 4508118
| Kitchen Range Hoods | Insert/Power Pack | Broan-NuTone LLC | Broan | PM400SSV | 21 | 0 |  | 6" | Vertical | WS | 0.01 | 120 | 0.8 | 36.3 | 3.3 | NO | N/A | N/A | N/A | N/A | N/A | 4508118
| Kitchen Range Hoods | Insert/Power Pack | Broan-NuTone LLC | Broan | PM400SSV | 21 | 0 |  | 3 1/4" X 10" | Vertical | HS | 0.25 | 380 |  |  |  | NO | N/A | N/A | N/A | N/A | N/A | 4508118
| Kitchen Range Hoods | Insert/Power Pack | Broan-NuTone LLC | Broan | PM400SSV | 21 | 0 |  | 3 1/4" X 10" | Horizontal | HS | 0.25 | 370 |  |  |  | NO | N/A | N/A | N/A | N/A | N/A | 4508118
| Kitchen Range Hoods | Insert/Power Pack | Broan-NuTone LLC | Broan | PM400SSV | 21 | 0 |  | 6" | Vertical | HS | 0.25 | 370 |  |  |  | NO | N/A | N/A | N/A | N/A | N/A | 4508118
| Kitchen Range Hoods | Power Unit | Broan-NuTone LLC | Best | PM6 with compatible hood | 42 | 0 |  | 8" | Left | HS | 0.1 | 600 | 8.5 | 362 | 1.6 | NO | N/A | N/A | N/A | N/A | N/A | 4508155
| Kitchen Range Hoods | Power Unit | Broan-NuTone LLC | Best | PM6 with compatible hood | 42 | 0 |  | 8" | Left | HS | 0.25 | 580 |  |  |  | NO | N/A | N/A | N/A | N/A | N/A | 4508155
| Kitchen Range Hoods | Power Unit | Broan-NuTone LLC | Best | PM6 with compatible hood | 42 | 0 |  | 8" | Left | WS | 0.004 | 120 | <0.3 | 46.4 | 2.5 | NO | N/A | N/A | N/A | N/A | N/A | 4508155
| Kitchen Range Hoods | Power Unit | Broan-NuTone LLC | Best | PM6 with compatible hood | 42 | 0 |  | 8" | Rear | HS | 0.1 | 600 | 8 | 362 | 1.6 | NO | N/A | N/A | N/A | N/A | N/A | 4508155
| Kitchen Range Hoods | Power Unit | Broan-NuTone LLC | Best | PM6 with compatible hood | 42 | 0 |  | 8" | Rear | HS | 0.25 | 580 |  |  |  | NO | N/A | N/A | N/A | N/A | N/A | 4508155
| Kitchen Range Hoods | Power Unit | Broan-NuTone LLC | Best | PM6 with compatible hood | 42 | 0 |  | 8" | Rear | WS | 0.004 | 120 | <0.3 | 46.3 | 2.5 | NO | N/A | N/A | N/A | N/A | N/A | 4508155
| Kitchen Range Hoods | Power Unit | Broan-NuTone LLC | Best | PM6 with compatible hood | 42 | 0 |  | 8" | Front | HS | 0.25 | 570 |  |  |  | NO | N/A | N/A | N/A | N/A | N/A | 4508155
| Kitchen Range Hoods | Power Unit | Broan-NuTone LLC | Best | PM6 with compatible hood | 42 | 0 |  | 8" | Front | WS | 0.004 | 120 | <0.3 | 46.1 | 2.6 | NO | N/A | N/A | N/A | N/A | N/A | 4508155
| Kitchen Range Hoods | Power Unit | Broan-NuTone LLC | Best | PM6 with compatible hood | 42 | 0 |  | 8" | Front | HS | 0.1 | 600 | 8 | 360 | 1.6 | NO | N/A | N/A | N/A | N/A | N/A | 4508155
| Kitchen Range Hoods | Power Unit | Broan-NuTone LLC | Best | PM6 with compatible hood | 42 | 0 |  | 8" | Vertical | HS | 0.1 | 600 | 7.5 | 366 | 1.6 | NO | N/A | N/A | N/A | N/A | N/A | 4508155
| Kitchen Range Hoods | Power Unit | Broan-NuTone LLC | Best | PM6 with compatible hood | 42 | 0 |  | 8" | Vertical | HS | 0.25 | 580 |  |  |  | NO | N/A | N/A | N/A | N/A | N/A | 4508155
| Kitchen Range Hoods | Power Unit | Broan-NuTone LLC | Best | PM6 with compatible hood | 42 | 0 |  | 8" | Vertical | WS | 0.004 | 120 | <0.3 | 47.3 | 2.5 | NO | N/A | N/A | N/A | N/A | N/A | 4508155
| Kitchen Range Hoods | Insert/Power Pack | Broan-NuTone LLC | Broan | PM600SSV | 21 | 0 |  | 3 1/4" X 10" | Horizontal | HS | 0.1 | 580 | 9.5 | 356 | 1.6 | NO | N/A | N/A | N/A | N/A | N/A | 4507638
| Kitchen Range Hoods | Insert/Power Pack | Broan-NuTone LLC | Broan | PM600SSV | 21 | 0 |  | 3 1/4" X 10" | Horizontal | WS | 0.005 | 120 | <0.3 | 48.4 | 2.4 | NO | N/A | N/A | N/A | N/A | N/A | 4507638
| Kitchen Range Hoods | Insert/Power Pack | Broan-NuTone LLC | Broan | PM600SSV | 21 | 0 |  | 3 1/4" X 10" | Vertical | HS | 0.1 | 580 | 9.5 | 362 | 1.6 | NO | N/A | N/A | N/A | N/A | N/A | 4507638
| Kitchen Range Hoods | Insert/Power Pack | Broan-NuTone LLC | Broan | PM600SSV | 21 | 0 |  | 3 1/4" X 10" | Vertical | WS | 0.005 | 130 | <0.3 | 48.2 | 2.6 | NO | N/A | N/A | N/A | N/A | N/A | 4507638
| Kitchen Range Hoods | Insert/Power Pack | Broan-NuTone LLC | Broan | PM600SSV | 21 | 0 |  | 6" | Vertical | HS | 0.1 | 560 | 10 | 359 | 1.5 | NO | N/A | N/A | N/A | N/A | N/A | 4507638
| Kitchen Range Hoods | Insert/Power Pack | Broan-NuTone LLC | Broan | PM600SSV | 21 | 0 |  | 6" | Vertical | WS | 0.005 | 120 | 0.3 | 48.6 | 2.4 | NO | N/A | N/A | N/A | N/A | N/A | 4507638
| Kitchen Range Hoods | Insert/Power Pack | Broan-NuTone LLC | Broan | PM600SSV | 21 | 0 |  | 8" | Vertical | HS | 0.1 | 600 | 9.5 | 373 | 1.6 | NO | N/A | N/A | N/A | N/A | N/A | 4507638
| Kitchen Range Hoods | Insert/Power Pack | Broan-NuTone LLC | Broan | PM600SSV | 21 | 0 |  | 8" | Vertical | WS | 0.004 | 120 | 0.4 | 48.7 | 2.4 | NO | N/A | N/A | N/A | N/A | N/A | 4507638
| Kitchen Range Hoods | Insert/Power Pack | Broan-NuTone LLC | Broan | PM600SSV | 21 | 0 |  | 3 1/4" X 10" | Horizontal | HS | 0.25 | 560 |  |  |  | NO | N/A | N/A | N/A | N/A | N/A | 4507638
| Kitchen Range Hoods | Insert/Power Pack | Broan-NuTone LLC | Broan | PM600SSV | 21 | 0 |  | 3 1/4" X 10" | Vertical | HS | 0.25 | 560 |  |  |  | NO | N/A | N/A | N/A | N/A | N/A | 4507638
| Kitchen Range Hoods | Insert/Power Pack | Broan-NuTone LLC | Broan | PM600SSV | 21 | 0 |  | 6" | Vertical | HS | 0.25 | 540 |  |  |  | NO | N/A | N/A | N/A | N/A | N/A | 4507638
| Kitchen Range Hoods | Insert/Power Pack | Broan-NuTone LLC | Broan | PM600SSV | 21 | 0 |  | 8" | Vertical | HS | 0.25 | 580 |  |  |  | NO | N/A | N/A | N/A | N/A | N/A | 4507638
| Kitchen Range Hoods | Microwave | Electrolux | Frigidaire Professional | PMOS1980AF | 30 | 0 |  | 3 1/4" X 10" | Horizontal | WS | 0.024 | 130 | 2.5 |  |  | NO | N/A | N/A | N/A | N/A | N/A | 4507647
| Kitchen Range Hoods | Microwave | Electrolux | Frigidaire Professional | PMOS1980AF | 30 | 0 |  | 3 1/4" X 10" | Vertical | WS | 0.026 | 140 | 2 |  |  | NO | N/A | N/A | N/A | N/A | N/A | 4507647
| Kitchen Range Hoods | Microwave | Electrolux | Frigidaire Professional | PMOS1980AF | 30 | 0 |  | 3 1/4" X 10" | Vertical | HS | 0.1 | 280 | 7 |  |  | NO | N/A | N/A | N/A | N/A | N/A | 4507647
| Kitchen Range Hoods | Microwave | Electrolux | Frigidaire Professional | PMOS1980AF | 30 | 0 |  | 3 1/4" X 10" | Horizontal | HS | 0.1 | 270 | 8 |  |  | NO | N/A | N/A | N/A | N/A | N/A | 4507647
| Kitchen Range Hoods | Microwave | Electrolux | Frigidaire Professional | PMOS198CAF | 30 | 0 |  | 3 1/4" X 10" | Horizontal | WS | 0.024 | 130 | 2.5 |  |  | NO | N/A | N/A | N/A | N/A | N/A | 4507649
| Kitchen Range Hoods | Microwave | Electrolux | Frigidaire Professional | PMOS198CAF | 30 | 0 |  | 3 1/4" X 10" | Vertical | WS | 0.026 | 140 | 2 |  |  | NO | N/A | N/A | N/A | N/A | N/A | 4507649
| Kitchen Range Hoods | Microwave | Electrolux | Frigidaire Professional | PMOS198CAF | 30 | 0 |  | 3 1/4" X 10" | Vertical | HS | 0.1 | 280 | 7 |  |  | NO | N/A | N/A | N/A | N/A | N/A | 4507649
| Kitchen Range Hoods | Microwave | Electrolux | Frigidaire Professional | PMOS198CAF | 30 | 0 |  | 3 1/4" X 10" | Horizontal | HS | 0.1 | 270 | 8 |  |  | NO | N/A | N/A | N/A | N/A | N/A | 4507649
| Inline Fans | Single-port | S&P USA Ventilation Systems LLC | S&P | PRF-100 |  | 0 |  | 4" | Horizontal | HS | 0.6 | 117 |  | 84.5 | 1.3 | NO | No | No | No | No | No | 3004556
| Inline Fans | Single-port | S&P USA Ventilation Systems LLC | S&P | PRF-100 |  | 0 |  | 4" | Horizontal | HS | 0.4 | 133 |  | 87 | 1.5 | NO | No | No | No | No | No | 3004556
| Inline Fans | Single-port | S&P USA Ventilation Systems LLC | S&P | PRF-100 |  | 0 |  | 4" | Horizontal | HS | 0.2 | 150 |  | 89.2 | 1.6 | NO | No | No | No | No | No | 3004556
| Bathroom Exhaust Fans |  | Delta Electronics Inc. | Delta | PRO200 |  | 0 |  | 6" | Horizontal | HS | 0.1 | 200 | 1 | 17.5 | 11.4 | Yes | Yes | Yes | Yes | Yes | Yes | 1003896
| Bathroom Exhaust Fans |  | Delta Electronics Inc. | Delta | PRO200 |  | 0 |  | 6" | Horizontal | HS | 0.25 | 163 | 1.3 | 21.5 | 7.5 | Yes | Yes | Yes | Yes | Yes | Yes | 1003896
| Bathroom Exhaust Fans |  | Delta Electronics Inc. | Delta | PRO300 |  | 0 |  | 6" | Horizontal | HS | 0.1 | 300 | 2 | 41 | 7.3 | Yes | Yes | Yes | Yes | Yes | Yes | 1004256
| Bathroom Exhaust Fans |  | Delta Electronics Inc. | Delta | PRO300 |  | 0 |  | 6" | Horizontal | HS | 0.25 | 268 | 2.5 | 43 | 6.2 | Yes | Yes | Yes | Yes | Yes | Yes | 1004256
| Bathroom Exhaust Fans |  | Broan-NuTone LLC | Broan-NuTone | PTE1115RK |  | 0 |  | 6" | Horizontal | 130 CFM | 0.25 | 130 | 1.3 | 15.1 | 8.6 | Yes | Yes | Yes | Yes | Yes | Yes | 1008473
| Bathroom Exhaust Fans |  | Broan-NuTone LLC | Broan-NuTone | PTE1115RK |  | 0 |  | 6" | Horizontal | 110 CFM | 0.5 | 110 |  | 22.7 | 4.8 | Yes | Yes | Yes | Yes | Yes | Yes | 1008473
| Bathroom Exhaust Fans |  | Broan-NuTone LLC | Broan-NuTone | PTE1115RK |  | 0 |  | 6" | Horizontal | 110 CFM | 0.25 | 110 | 1.4 | 12.7 | 8.6 | Yes | Yes | Yes | Yes | Yes | Yes | 1008473
| Bathroom Exhaust Fans |  | Broan-NuTone LLC | Broan-NuTone | PTE1115RK |  | 0 |  | 6" | Horizontal | 110 CFM | 0.1 | 110 | 0.6 | 7.6 | 14.4 | Yes | Yes | Yes | Yes | Yes | Yes | 1008473
| Bathroom Exhaust Fans |  | Broan-NuTone LLC | Broan-NuTone | PTE1115RK |  | 0 |  | 6" | Horizontal | 130 CFM | 0.5 | 130 |  | 26.2 | 4.9 | Yes | Yes | Yes | Yes | Yes | Yes | 1008473
| Bathroom Exhaust Fans |  | Broan-NuTone LLC | Broan-NuTone | PTE1115RK |  | 0 |  | 6" | Horizontal | 130 CFM | 0.1 | 130 | 0.5 | 8.9 | 14.6 | Yes | Yes | Yes | Yes | Yes | Yes | 1008473
| Bathroom Exhaust Fans |  | Broan-NuTone LLC | Broan-NuTone | PTE1115RK |  | 0 |  | 6" | Horizontal | 150 CFM | 0.5 | 150 |  | 29.6 | 5.0 | Yes | Yes | Yes | Yes | Yes | Yes | 1008473
| Bathroom Exhaust Fans |  | Broan-NuTone LLC | Broan-NuTone | PTE1115RK |  | 0 |  | 6" | Horizontal | 150 CFM | 0.25 | 150 | 1.4 | 17.4 | 8.6 | Yes | Yes | Yes | Yes | Yes | Yes | 1008473
| Bathroom Exhaust Fans |  | Broan-NuTone LLC | Broan-NuTone | PTE1115RK |  | 0 |  | 6" | Horizontal | 150 CFM | 0.1 | 150 | 0.6 | 10.6 | 14.1 | Yes | Yes | Yes | Yes | Yes | Yes | 1008473
| Bathroom Exhaust Fans |  | Broan-NuTone LLC | Broan-NuTone | PTE1115RK |  | 0 |  | 6" | Horizontal | LS | 0.5 | 30 |  | 13 | 2.3 | Yes | Yes | Yes | Yes | Yes | Yes | 1008473
| Bathroom Exhaust Fans |  | Broan-NuTone LLC | Broan-NuTone | PTE1115RK |  | 0 |  | 6" | Horizontal | LS | 0.25 | 40 | 0.7 | 7.5 | 5.3 | Yes | Yes | Yes | Yes | Yes | Yes | 1008473
| Bathroom Exhaust Fans |  | Broan-NuTone LLC | Broan-NuTone | PTE1115RK |  | 0 |  | 6" | Horizontal | LS | 0.1 | 40 | <0.3 | 4.7 | 8.5 | Yes | Yes | Yes | Yes | Yes | Yes | 1008473
| Bathroom Exhaust Fans |  | Broan-NuTone LLC | Broan-NuTone | PTE1115RK = PTE1115H with PTE1115RKF |  | 0 |  | 6" | Horizontal | 110 CFM | 0.5 | 110 |  | 22.7 | 4.8 | Yes | Yes | Yes | Yes | Yes | Yes | 1008474
| Bathroom Exhaust Fans |  | Broan-NuTone LLC | Broan-NuTone | PTE1115RK = PTE1115H with PTE1115RKF |  | 0 |  | 6" | Horizontal | 110 CFM | 0.25 | 110 | 1.4 | 12.7 | 8.6 | Yes | Yes | Yes | Yes | Yes | Yes | 1008474
| Bathroom Exhaust Fans |  | Broan-NuTone LLC | Broan-NuTone | PTE1115RK = PTE1115H with PTE1115RKF |  | 0 |  | 6" | Horizontal | 130 CFM | 0.5 | 130 |  | 26.2 | 4.9 | Yes | Yes | Yes | Yes | Yes | Yes | 1008474
| Bathroom Exhaust Fans |  | Broan-NuTone LLC | Broan-NuTone | PTE1115RK = PTE1115H with PTE1115RKF |  | 0 |  | 6" | Horizontal | 130 CFM | 0.25 | 130 | 1.3 | 15.1 | 8.6 | Yes | Yes | Yes | Yes | Yes | Yes | 1008474
| Bathroom Exhaust Fans |  | Broan-NuTone LLC | Broan-NuTone | PTE1115RK = PTE1115H with PTE1115RKF |  | 0 |  | 6" | Horizontal | 150 CFM | 0.5 | 150 |  | 29.6 | 5.0 | Yes | Yes | Yes | Yes | Yes | Yes | 1008474
| Bathroom Exhaust Fans |  | Broan-NuTone LLC | Broan-NuTone | PTE1115RK = PTE1115H with PTE1115RKF |  | 0 |  | 6" | Horizontal | 150 CFM | 0.25 | 150 | 1.4 | 17.4 | 8.6 | Yes | Yes | Yes | Yes | Yes | Yes | 1008474
| Bathroom Exhaust Fans |  | Broan-NuTone LLC | Broan-NuTone | PTE1115RK = PTE1115H with PTE1115RKF |  | 0 |  | 6" | Horizontal | LS | 0.5 | 30 |  | 13 | 2.3 | Yes | Yes | Yes | Yes | Yes | Yes | 1008474
| Bathroom Exhaust Fans |  | Broan-NuTone LLC | Broan-NuTone | PTE1115RK = PTE1115H with PTE1115RKF |  | 0 |  | 6" | Horizontal | LS | 0.25 | 40 | 0.7 | 7.5 | 5.3 | Yes | Yes | Yes | Yes | Yes | Yes | 1008474
| Bathroom Exhaust Fans |  | Broan-NuTone LLC | Broan-NuTone | PTE1115RK = PTE1115H with PTE1115RKF |  | 0 |  | 6" | Horizontal | 110 CFM | 0.1 | 110 | 0.6 | 7.6 | 14.4 | Yes | Yes | Yes | Yes | Yes | Yes | 1008474
| Bathroom Exhaust Fans |  | Broan-NuTone LLC | Broan-NuTone | PTE1115RK = PTE1115H with PTE1115RKF |  | 0 |  | 6" | Horizontal | 130 CFM | 0.1 | 130 | 0.5 | 8.9 | 14.6 | Yes | Yes | Yes | Yes | Yes | Yes | 1008474
| Bathroom Exhaust Fans |  | Broan-NuTone LLC | Broan-NuTone | PTE1115RK = PTE1115H with PTE1115RKF |  | 0 |  | 6" | Horizontal | 150 CFM | 0.1 | 150 | 0.6 | 10.6 | 14.1 | Yes | Yes | Yes | Yes | Yes | Yes | 1008474
| Bathroom Exhaust Fans |  | Broan-NuTone LLC | Broan-NuTone | PTE1115RK = PTE1115H with PTE1115RKF |  | 0 |  | 6" | Horizontal | LS | 0.1 | 40 | <0.3 | 4.7 | 8.5 | Yes | Yes | Yes | Yes | Yes | Yes | 1008474
| Bathroom Exhaust Fans |  | Broan-NuTone LLC | Broan-NuTone | PTE511RK |  | 0 |  | 6" | Horizontal | 50 CFM | 0.5 | 40 |  | 12.4 | 3.2 | Yes | Yes | Yes | Yes | Yes | Yes | 1008479
| Bathroom Exhaust Fans |  | Broan-NuTone LLC | Broan-NuTone | PTE511RK |  | 0 |  | 6" | Horizontal | 50 CFM | 0.25 | 50 | 0.5 | 7.3 | 6.8 | Yes | Yes | Yes | Yes | Yes | Yes | 1008479
| Bathroom Exhaust Fans |  | Broan-NuTone LLC | Broan-NuTone | PTE511RK |  | 0 |  | 6" | Horizontal | 50 CFM | 0.1 | 50 | <0.3 | 4.6 | 10.8 | Yes | Yes | Yes | Yes | Yes | Yes | 1008479
| Bathroom Exhaust Fans |  | Broan-NuTone LLC | Broan-NuTone | PTE511RK |  | 0 |  | 6" | Horizontal | 80 CFM | 0.5 | 80 |  | 16.3 | 4.9 | Yes | Yes | Yes | Yes | Yes | Yes | 1008479
| Bathroom Exhaust Fans |  | Broan-NuTone LLC | Broan-NuTone | PTE511RK |  | 0 |  | 6" | Horizontal | 80 CFM | 0.25 | 80 | 0.6 | 9.4 | 8.5 | Yes | Yes | Yes | Yes | Yes | Yes | 1008479
| Bathroom Exhaust Fans |  | Broan-NuTone LLC | Broan-NuTone | PTE511RK |  | 0 |  | 6" | Horizontal | 80 CFM | 0.1 | 80 | <0.3 | 6.3 | 12.6 | Yes | Yes | Yes | Yes | Yes | Yes | 1008479
| Bathroom Exhaust Fans |  | Broan-NuTone LLC | Broan-NuTone | PTE511RK |  | 0 |  | 6" | Horizontal | 110 CFM | 0.5 | 110 |  | 20.6 | 5.3 | Yes | Yes | Yes | Yes | Yes | Yes | 1008479
| Bathroom Exhaust Fans |  | Broan-NuTone LLC | Broan-NuTone | PTE511RK |  | 0 |  | 6" | Horizontal | 110 CFM | 0.25 | 110 | 0.9 | 12.2 | 9.0 | Yes | Yes | Yes | Yes | Yes | Yes | 1008479
| Bathroom Exhaust Fans |  | Broan-NuTone LLC | Broan-NuTone | PTE511RK |  | 0 |  | 6" | Horizontal | 110 CFM | 0.1 | 110 | 0.3 | 8 | 13.7 | Yes | Yes | Yes | Yes | Yes | Yes | 1008479
| Bathroom Exhaust Fans |  | Broan-NuTone LLC | Broan-NuTone | PTE511RK |  | 0 |  | 4" | Horizontal | 50 CFM | 0.5 | 40 |  | 13.1 | 3.0 | Yes | Yes | Yes | Yes | Yes | Yes | 1008479
| Bathroom Exhaust Fans |  | Broan-NuTone LLC | Broan-NuTone | PTE511RK |  | 0 |  | 4" | Horizontal | 50 CFM | 0.25 | 50 | 1 | 7.9 | 6.3 | Yes | Yes | Yes | Yes | Yes | Yes | 1008479
| Bathroom Exhaust Fans |  | Broan-NuTone LLC | Broan-NuTone | PTE511RK |  | 0 |  | 4" | Horizontal | 50 CFM | 0.1 | 50 | <0.3 | 5 | 10.0 | Yes | Yes | Yes | Yes | Yes | Yes | 1008479
| Bathroom Exhaust Fans |  | Broan-NuTone LLC | Broan-NuTone | PTE511RK |  | 0 |  | 4" | Horizontal | 80 CFM | 0.5 | 80 |  | 18.4 | 4.3 | Yes | Yes | Yes | Yes | Yes | Yes | 1008479
| Bathroom Exhaust Fans |  | Broan-NuTone LLC | Broan-NuTone | PTE511RK |  | 0 |  | 4" | Horizontal | 80 CFM | 0.25 | 80 | 1.4 | 10.7 | 7.4 | Yes | Yes | Yes | Yes | Yes | Yes | 1008479
| Bathroom Exhaust Fans |  | Broan-NuTone LLC | Broan-NuTone | PTE511RK |  | 0 |  | 4" | Horizontal | 80 CFM | 0.1 | 80 | 0.5 | 7.4 | 10.8 | Yes | Yes | Yes | Yes | Yes | Yes | 1008479
| Bathroom Exhaust Fans |  | Broan-NuTone LLC | Broan-NuTone | PTE511RK |  | 0 |  | 4" | Horizontal | 110 CFM | 0.5 | 110 |  | 24.5 | 4.4 | Yes | Yes | Yes | Yes | Yes | Yes | 1008479
| Bathroom Exhaust Fans |  | Broan-NuTone LLC | Broan-NuTone | PTE511RK |  | 0 |  | 4" | Horizontal | 110 CFM | 0.25 | 110 | 1.5 | 16 | 6.8 | Yes | Yes | Yes | Yes | Yes | Yes | 1008479
| Bathroom Exhaust Fans |  | Broan-NuTone LLC | Broan-NuTone | PTE511RK |  | 0 |  | 4" | Horizontal | 110 CFM | 0.1 | 110 | 0.6 | 10.6 | 10.3 | Yes | Yes | Yes | Yes | Yes | Yes | 1008479
| Bathroom Exhaust Fans |  | Broan-NuTone LLC | Broan-NuTone | PTE511RK |  | 0 |  | 6" | Horizontal | LS | 0.5 | 20 |  | 11.3 | 1.7 | Yes | Yes | Yes | Yes | Yes | Yes | 1008479
| Bathroom Exhaust Fans |  | Broan-NuTone LLC | Broan-NuTone | PTE511RK |  | 0 |  | 6" | Horizontal | LS | 0.25 | 20 | 0.5 | 6.7 | 2.9 | Yes | Yes | Yes | Yes | Yes | Yes | 1008479
| Bathroom Exhaust Fans |  | Broan-NuTone LLC | Broan-NuTone | PTE511RK |  | 0 |  | 6" | Horizontal | LS | 0.1 | 40 | <0.3 | 4.3 | 9.3 | Yes | Yes | Yes | Yes | Yes | Yes | 1008479
| Bathroom Exhaust Fans |  | Broan-NuTone LLC | Broan-NuTone | PTE511RK |  | 0 |  | 4" | Horizontal | LS | 0.5 | 20 |  | 11.9 | 1.6 | Yes | Yes | Yes | Yes | Yes | Yes | 1008479
| Bathroom Exhaust Fans |  | Broan-NuTone LLC | Broan-NuTone | PTE511RK |  | 0 |  | 4" | Horizontal | LS | 0.25 | 30 | 0.6 | 6.8 | 4.4 | Yes | Yes | Yes | Yes | Yes | Yes | 1008479
| Bathroom Exhaust Fans |  | Broan-NuTone LLC | Broan-NuTone | PTE511RK |  | 0 |  | 4" | Horizontal | LS | 0.1 | 30 | <0.3 | 4.5 | 6.6 | Yes | Yes | Yes | Yes | Yes | Yes | 1008479
| Bathroom Exhaust Fans |  | Broan-NuTone LLC | Broan-NuTone | PTE511RK = PTE511H with PTE511RKF |  | 0 |  | 6" | Horizontal | 80 CFM | 0.5 | 80 |  | 16.3 | 4.9 | Yes | Yes | Yes | Yes | Yes | Yes | 1008478
| Bathroom Exhaust Fans |  | Broan-NuTone LLC | Broan-NuTone | PTE511RK = PTE511H with PTE511RKF |  | 0 |  | 6" | Horizontal | 50 CFM | 0.5 | 40 |  | 12.4 | 3.2 | Yes | Yes | Yes | Yes | Yes | Yes | 1008478
| Bathroom Exhaust Fans |  | Broan-NuTone LLC | Broan-NuTone | PTE511RK = PTE511H with PTE511RKF |  | 0 |  | 6" | Horizontal | 50 CFM | 0.25 | 50 | 0.5 | 7.3 | 6.8 | Yes | Yes | Yes | Yes | Yes | Yes | 1008478
| Bathroom Exhaust Fans |  | Broan-NuTone LLC | Broan-NuTone | PTE511RK = PTE511H with PTE511RKF |  | 0 |  | 6" | Horizontal | 50 CFM | 0.1 | 50 | <0.3 | 4.6 | 10.8 | Yes | Yes | Yes | Yes | Yes | Yes | 1008478
| Bathroom Exhaust Fans |  | Broan-NuTone LLC | Broan-NuTone | PTE511RK = PTE511H with PTE511RKF |  | 0 |  | 6" | Horizontal | 80 CFM | 0.25 | 80 | 0.6 | 9.4 | 8.5 | Yes | Yes | Yes | Yes | Yes | Yes | 1008478
| Bathroom Exhaust Fans |  | Broan-NuTone LLC | Broan-NuTone | PTE511RK = PTE511H with PTE511RKF |  | 0 |  | 6" | Horizontal | 80 CFM | 0.1 | 80 | <0.3 | 6.3 | 12.6 | Yes | Yes | Yes | Yes | Yes | Yes | 1008478
| Bathroom Exhaust Fans |  | Broan-NuTone LLC | Broan-NuTone | PTE511RK = PTE511H with PTE511RKF |  | 0 |  | 6" | Horizontal | 110 CFM | 0.5 | 110 |  | 20.6 | 5.3 | Yes | Yes | Yes | Yes | Yes | Yes | 1008478
| Bathroom Exhaust Fans |  | Broan-NuTone LLC | Broan-NuTone | PTE511RK = PTE511H with PTE511RKF |  | 0 |  | 6" | Horizontal | 110 CFM | 0.25 | 110 | 0.9 | 12.2 | 9.0 | Yes | Yes | Yes | Yes | Yes | Yes | 1008478
| Bathroom Exhaust Fans |  | Broan-NuTone LLC | Broan-NuTone | PTE511RK = PTE511H with PTE511RKF |  | 0 |  | 6" | Horizontal | 110 CFM | 0.1 | 110 | 0.3 | 8 | 13.7 | Yes | Yes | Yes | Yes | Yes | Yes | 1008478
| Bathroom Exhaust Fans |  | Broan-NuTone LLC | Broan-NuTone | PTE511RK = PTE511H with PTE511RKF |  | 0 |  | 4" | Horizontal | 50 CFM | 0.5 | 40 |  | 13.1 | 3.0 | Yes | Yes | Yes | Yes | Yes | Yes | 1008478
| Bathroom Exhaust Fans |  | Broan-NuTone LLC | Broan-NuTone | PTE511RK = PTE511H with PTE511RKF |  | 0 |  | 4" | Horizontal | 50 CFM | 0.25 | 50 | 1 | 7.9 | 6.3 | Yes | Yes | Yes | Yes | Yes | Yes | 1008478
| Bathroom Exhaust Fans |  | Broan-NuTone LLC | Broan-NuTone | PTE511RK = PTE511H with PTE511RKF |  | 0 |  | 4" | Horizontal | 50 CFM | 0.1 | 50 | <0.3 | 5 | 10.0 | Yes | Yes | Yes | Yes | Yes | Yes | 1008478
| Bathroom Exhaust Fans |  | Broan-NuTone LLC | Broan-NuTone | PTE511RK = PTE511H with PTE511RKF |  | 0 |  | 4" | Horizontal | 80 CFM | 0.5 | 80 |  | 18.4 | 4.3 | Yes | Yes | Yes | Yes | Yes | Yes | 1008478
| Bathroom Exhaust Fans |  | Broan-NuTone LLC | Broan-NuTone | PTE511RK = PTE511H with PTE511RKF |  | 0 |  | 4" | Horizontal | 80 CFM | 0.25 | 80 | 1.4 | 10.7 | 7.4 | Yes | Yes | Yes | Yes | Yes | Yes | 1008478
| Bathroom Exhaust Fans |  | Broan-NuTone LLC | Broan-NuTone | PTE511RK = PTE511H with PTE511RKF |  | 0 |  | 4" | Horizontal | 80 CFM | 0.1 | 80 | 0.5 | 7.4 | 10.8 | Yes | Yes | Yes | Yes | Yes | Yes | 1008478
| Bathroom Exhaust Fans |  | Broan-NuTone LLC | Broan-NuTone | PTE511RK = PTE511H with PTE511RKF |  | 0 |  | 4" | Horizontal | 110 CFM | 0.5 | 110 |  | 24.5 | 4.4 | Yes | Yes | Yes | Yes | Yes | Yes | 1008478
| Bathroom Exhaust Fans |  | Broan-NuTone LLC | Broan-NuTone | PTE511RK = PTE511H with PTE511RKF |  | 0 |  | 4" | Horizontal | 110 CFM | 0.25 | 110 | 1.5 | 16 | 6.8 | Yes | Yes | Yes | Yes | Yes | Yes | 1008478
| Bathroom Exhaust Fans |  | Broan-NuTone LLC | Broan-NuTone | PTE511RK = PTE511H with PTE511RKF |  | 0 |  | 4" | Horizontal | 110 CFM | 0.1 | 110 | 0.6 | 10.6 | 10.3 | Yes | Yes | Yes | Yes | Yes | Yes | 1008478
| Bathroom Exhaust Fans |  | Broan-NuTone LLC | Broan-NuTone | PTE511RK = PTE511H with PTE511RKF |  | 0 |  | 6" | Horizontal | LS | 0.5 | 20 |  | 11.3 | 1.7 | Yes | Yes | Yes | Yes | Yes | Yes | 1008478
| Bathroom Exhaust Fans |  | Broan-NuTone LLC | Broan-NuTone | PTE511RK = PTE511H with PTE511RKF |  | 0 |  | 6" | Horizontal | LS | 0.25 | 20 | 0.5 | 6.7 | 2.9 | Yes | Yes | Yes | Yes | Yes | Yes | 1008478
| Bathroom Exhaust Fans |  | Broan-NuTone LLC | Broan-NuTone | PTE511RK = PTE511H with PTE511RKF |  | 0 |  | 6" | Horizontal | LS | 0.1 | 40 | <0.3 | 4.3 | 9.3 | Yes | Yes | Yes | Yes | Yes | Yes | 1008478
| Bathroom Exhaust Fans |  | Broan-NuTone LLC | Broan-NuTone | PTE511RK = PTE511H with PTE511RKF |  | 0 |  | 4" | Horizontal | LS | 0.5 | 20 |  | 11.9 | 1.6 | Yes | Yes | Yes | Yes | Yes | Yes | 1008478
| Bathroom Exhaust Fans |  | Broan-NuTone LLC | Broan-NuTone | PTE511RK = PTE511H with PTE511RKF |  | 0 |  | 4" | Horizontal | LS | 0.25 | 30 | 0.6 | 6.8 | 4.4 | Yes | Yes | Yes | Yes | Yes | Yes | 1008478
| Bathroom Exhaust Fans |  | Broan-NuTone LLC | Broan-NuTone | PTE511RK = PTE511H with PTE511RKF |  | 0 |  | 4" | Horizontal | LS | 0.1 | 30 | <0.3 | 4.5 | 6.6 | Yes | Yes | Yes | Yes | Yes | Yes | 1008478
| Bathroom Exhaust Fans |  | Broan-NuTone LLC | Broan-NuTone | PTEL1115RK |  | 0 |  | 6" | Horizontal | 110 CFM | 0.5 | 110 |  | 22.7 | 4.8 | Yes | Yes | Yes | Yes | Yes | Yes | 1008475
| Bathroom Exhaust Fans |  | Broan-NuTone LLC | Broan-NuTone | PTEL1115RK |  | 0 |  | 6" | Horizontal | 110 CFM | 0.25 | 110 | 1.4 | 12.7 | 8.6 | Yes | Yes | Yes | Yes | Yes | Yes | 1008475
| Bathroom Exhaust Fans |  | Broan-NuTone LLC | Broan-NuTone | PTEL1115RK |  | 0 |  | 6" | Horizontal | 110 CFM | 0.1 | 110 | 0.6 | 7.6 | 14.4 | Yes | Yes | Yes | Yes | Yes | Yes | 1008475
| Bathroom Exhaust Fans |  | Broan-NuTone LLC | Broan-NuTone | PTEL1115RK |  | 0 |  | 6" | Horizontal | 130 CFM | 0.5 | 130 |  | 26.2 | 4.9 | Yes | Yes | Yes | Yes | Yes | Yes | 1008475
| Bathroom Exhaust Fans |  | Broan-NuTone LLC | Broan-NuTone | PTEL1115RK |  | 0 |  | 6" | Horizontal | 130 CFM | 0.25 | 130 | 1.3 | 15.1 | 8.6 | Yes | Yes | Yes | Yes | Yes | Yes | 1008475
| Bathroom Exhaust Fans |  | Broan-NuTone LLC | Broan-NuTone | PTEL1115RK |  | 0 |  | 6" | Horizontal | 130 CFM | 0.1 | 130 | 0.5 | 8.9 | 14.6 | Yes | Yes | Yes | Yes | Yes | Yes | 1008475
| Bathroom Exhaust Fans |  | Broan-NuTone LLC | Broan-NuTone | PTEL1115RK |  | 0 |  | 6" | Horizontal | 150 CFM | 0.5 | 150 |  | 29.6 | 5.0 | Yes | Yes | Yes | Yes | Yes | Yes | 1008475
| Bathroom Exhaust Fans |  | Broan-NuTone LLC | Broan-NuTone | PTEL1115RK |  | 0 |  | 6" | Horizontal | 150 CFM | 0.25 | 150 | 1.4 | 17.4 | 8.6 | Yes | Yes | Yes | Yes | Yes | Yes | 1008475
| Bathroom Exhaust Fans |  | Broan-NuTone LLC | Broan-NuTone | PTEL1115RK |  | 0 |  | 6" | Horizontal | 150 CFM | 0.1 | 150 | 0.6 | 10.6 | 14.1 | Yes | Yes | Yes | Yes | Yes | Yes | 1008475
| Bathroom Exhaust Fans |  | Broan-NuTone LLC | Broan-NuTone | PTEL1115RK |  | 0 |  | 6" | Horizontal | LS | 0.5 | 30 |  | 13 | 2.3 | Yes | Yes | Yes | Yes | Yes | Yes | 1008475
| Bathroom Exhaust Fans |  | Broan-NuTone LLC | Broan-NuTone | PTEL1115RK |  | 0 |  | 6" | Horizontal | LS | 0.25 | 40 | 0.7 | 7.5 | 5.3 | Yes | Yes | Yes | Yes | Yes | Yes | 1008475
| Bathroom Exhaust Fans |  | Broan-NuTone LLC | Broan-NuTone | PTEL1115RK |  | 0 |  | 6" | Horizontal | LS | 0.1 | 40 | <0.3 | 4.7 | 8.5 | Yes | Yes | Yes | Yes | Yes | Yes | 1008475
| Bathroom Exhaust Fans |  | Broan-NuTone LLC | Broan-NuTone | PTEL511RK |  | 0 |  | 4" | Horizontal | 50 CFM | 0.25 | 50 | 1 | 7.9 | 6.3 | Yes | Yes | Yes | Yes | Yes | Yes | 1008477
| Bathroom Exhaust Fans |  | Broan-NuTone LLC | Broan-NuTone | PTEL511RK |  | 0 |  | 6" | Horizontal | 50 CFM | 0.5 | 40 |  | 12.4 | 3.2 | Yes | Yes | Yes | Yes | Yes | Yes | 1008477
| Bathroom Exhaust Fans |  | Broan-NuTone LLC | Broan-NuTone | PTEL511RK |  | 0 |  | 6" | Horizontal | 50 CFM | 0.25 | 50 | 0.5 | 7.3 | 6.8 | Yes | Yes | Yes | Yes | Yes | Yes | 1008477
| Bathroom Exhaust Fans |  | Broan-NuTone LLC | Broan-NuTone | PTEL511RK |  | 0 |  | 6" | Horizontal | 80 CFM | 0.5 | 80 |  | 16.3 | 4.9 | Yes | Yes | Yes | Yes | Yes | Yes | 1008477
| Bathroom Exhaust Fans |  | Broan-NuTone LLC | Broan-NuTone | PTEL511RK |  | 0 |  | 6" | Horizontal | 80 CFM | 0.25 | 80 | 0.6 | 9.4 | 8.5 | Yes | Yes | Yes | Yes | Yes | Yes | 1008477
| Bathroom Exhaust Fans |  | Broan-NuTone LLC | Broan-NuTone | PTEL511RK |  | 0 |  | 6" | Horizontal | 110 CFM | 0.5 | 110 |  | 20.6 | 5.3 | Yes | Yes | Yes | Yes | Yes | Yes | 1008477
| Bathroom Exhaust Fans |  | Broan-NuTone LLC | Broan-NuTone | PTEL511RK |  | 0 |  | 6" | Horizontal | 110 CFM | 0.25 | 110 | 0.9 | 12.2 | 9.0 | Yes | Yes | Yes | Yes | Yes | Yes | 1008477
| Bathroom Exhaust Fans |  | Broan-NuTone LLC | Broan-NuTone | PTEL511RK |  | 0 |  | 4" | Horizontal | 50 CFM | 0.5 | 40 |  | 13.1 | 3.0 | Yes | Yes | Yes | Yes | Yes | Yes | 1008477
| Bathroom Exhaust Fans |  | Broan-NuTone LLC | Broan-NuTone | PTEL511RK |  | 0 |  | 4" | Horizontal | 80 CFM | 0.5 | 80 |  | 18.4 | 4.3 | Yes | Yes | Yes | Yes | Yes | Yes | 1008477
| Bathroom Exhaust Fans |  | Broan-NuTone LLC | Broan-NuTone | PTEL511RK |  | 0 |  | 4" | Horizontal | 80 CFM | 0.25 | 80 | 1.4 | 10.7 | 7.4 | Yes | Yes | Yes | Yes | Yes | Yes | 1008477
| Bathroom Exhaust Fans |  | Broan-NuTone LLC | Broan-NuTone | PTEL511RK |  | 0 |  | 4" | Horizontal | 110 CFM | 0.5 | 110 |  | 24.5 | 4.4 | Yes | Yes | Yes | Yes | Yes | Yes | 1008477
| Bathroom Exhaust Fans |  | Broan-NuTone LLC | Broan-NuTone | PTEL511RK |  | 0 |  | 4" | Horizontal | 110 CFM | 0.25 | 110 | 1.5 | 16 | 6.8 | Yes | Yes | Yes | Yes | Yes | Yes | 1008477
| Bathroom Exhaust Fans |  | Broan-NuTone LLC | Broan-NuTone | PTEL511RK |  | 0 |  | 6" | Horizontal | LS | 0.5 | 20 |  | 11.3 | 1.7 | Yes | Yes | Yes | Yes | Yes | Yes | 1008477
| Bathroom Exhaust Fans |  | Broan-NuTone LLC | Broan-NuTone | PTEL511RK |  | 0 |  | 6" | Horizontal | LS | 0.25 | 20 | 0.5 | 6.7 | 2.9 | Yes | Yes | Yes | Yes | Yes | Yes | 1008477
| Bathroom Exhaust Fans |  | Broan-NuTone LLC | Broan-NuTone | PTEL511RK |  | 0 |  | 4" | Horizontal | LS | 0.5 | 20 |  | 11.9 | 1.6 | Yes | Yes | Yes | Yes | Yes | Yes | 1008477
| Bathroom Exhaust Fans |  | Broan-NuTone LLC | Broan-NuTone | PTEL511RK |  | 0 |  | 4" | Horizontal | LS | 0.25 | 30 | 0.6 | 6.8 | 4.4 | Yes | Yes | Yes | Yes | Yes | Yes | 1008477
| Bathroom Exhaust Fans |  | Broan-NuTone LLC | Broan-NuTone | PTEL511RK |  | 0 |  | 6" | Horizontal | 50 CFM | 0.1 | 50 | <0.3 | 4.6 | 10.8 | Yes | Yes | Yes | Yes | Yes | Yes | 1008477
| Bathroom Exhaust Fans |  | Broan-NuTone LLC | Broan-NuTone | PTEL511RK |  | 0 |  | 6" | Horizontal | 80 CFM | 0.1 | 80 | <0.3 | 6.3 | 12.6 | Yes | Yes | Yes | Yes | Yes | Yes | 1008477
| Bathroom Exhaust Fans |  | Broan-NuTone LLC | Broan-NuTone | PTEL511RK |  | 0 |  | 6" | Horizontal | 110 CFM | 0.1 | 110 | 0.3 | 8 | 13.7 | Yes | Yes | Yes | Yes | Yes | Yes | 1008477
| Bathroom Exhaust Fans |  | Broan-NuTone LLC | Broan-NuTone | PTEL511RK |  | 0 |  | 4" | Horizontal | 50 CFM | 0.1 | 50 | <0.3 | 5 | 10.0 | Yes | Yes | Yes | Yes | Yes | Yes | 1008477
| Bathroom Exhaust Fans |  | Broan-NuTone LLC | Broan-NuTone | PTEL511RK |  | 0 |  | 4" | Horizontal | 80 CFM | 0.1 | 80 | 0.5 | 7.4 | 10.8 | Yes | Yes | Yes | Yes | Yes | Yes | 1008477
| Bathroom Exhaust Fans |  | Broan-NuTone LLC | Broan-NuTone | PTEL511RK |  | 0 |  | 6" | Horizontal | LS | 0.1 | 40 | <0.3 | 4.3 | 9.3 | Yes | Yes | Yes | Yes | Yes | Yes | 1008477
| Bathroom Exhaust Fans |  | Broan-NuTone LLC | Broan-NuTone | PTEL511RK |  | 0 |  | 4" | Horizontal | 110 CFM | 0.1 | 110 | 0.6 | 10.6 | 10.3 | Yes | Yes | Yes | Yes | Yes | Yes | 1008477
| Bathroom Exhaust Fans |  | Broan-NuTone LLC | Broan-NuTone | PTEL511RK |  | 0 |  | 4" | Horizontal | LS | 0.1 | 30 | <0.3 | 4.5 | 6.6 | Yes | Yes | Yes | Yes | Yes | Yes | 1008477
| Inline Fans | Single-port | S&P USA Ventilation Systems LLC | S&P | PV-100X |  | 0 |  | 4" | Horizontal | HS | 0.4 | 114 |  |  |  | NO | No | No | No | No | No | 3004768
| Inline Fans | Single-port | S&P USA Ventilation Systems LLC | S&P | PV-100X |  | 0 |  | 4" | Horizontal | HS | 0.6 | 101 |  |  |  | NO | No | No | No | No | No | 3004768
| Inline Fans | Single-port | S&P USA Ventilation Systems LLC | S&P | PV-100X |  | 0 |  | 4" | Horizontal | HS | 0.2 | 130 |  |  |  | NO | No | No | No | No | No | 3004768
| Inline Fans | Single-port | S&P USA Ventilation Systems LLC | S&P | PV-125X |  | 0 |  | 5" | Horizontal | HS | 0.2 | 170 |  |  |  | NO | No | No | No | No | No | 3004767
| Inline Fans | Single-port | S&P USA Ventilation Systems LLC | S&P | PV-125X |  | 0 |  | 5" | Horizontal | HS | 0.4 | 142 |  |  |  | NO | No | No | No | No | No | 3004767
| Inline Fans | Single-port | S&P USA Ventilation Systems LLC | S&P | PV-125X |  | 0 |  | 5" | Horizontal | HS | 0.6 | 116 |  |  |  | NO | No | No | No | No | No | 3004767
| Inline Fans | Single-port | S&P USA Ventilation Systems LLC | S&P | PV-150X |  | 0 |  | 6" | Horizontal | HS | 0.2 | 390 |  | 128 |  | NO | Yes | Yes | Yes | No | No | 3004854
| Inline Fans | Single-port | S&P USA Ventilation Systems LLC | S&P | PV-150X |  | 0 |  | 6" | Horizontal | HS | 0.4 | 337 |  |  |  | NO | Yes | Yes | Yes | No | No | 3004854
| Inline Fans | Single-port | S&P USA Ventilation Systems LLC | S&P | PV-150X |  | 0 |  | 6" | Horizontal | HS | 0.6 | 277 |  |  |  | NO | Yes | Yes | Yes | No | No | 3004854
| Inline Fans | Single-port | S&P USA Ventilation Systems LLC | S&P | PV-200X |  | 0 |  | 8" | Horizontal | HS | 0.2 | 490 |  | 175 |  | NO | Yes | Yes | Yes | No | No | 3004759
| Inline Fans | Single-port | S&P USA Ventilation Systems LLC | S&P | PV-200X |  | 0 |  | 8" | Horizontal | HS | 0.4 | 430 |  |  |  | NO | Yes | Yes | Yes | No | No | 3004759
| Inline Fans | Single-port | S&P USA Ventilation Systems LLC | S&P | PV-200X |  | 0 |  | 8" | Horizontal | HS | 0.6 | 380 |  |  |  | NO | Yes | Yes | Yes | No | No | 3004759
| Inline Fans | Single-port | S&P USA Ventilation Systems LLC | S&P | PV-250X |  | 0 |  | 10" | Horizontal | HS | 0.2 | 570 |  | 174 |  | NO | Yes | Yes | Yes | No | No | 3004853
| Inline Fans | Single-port | S&P USA Ventilation Systems LLC | S&P | PV-250X |  | 0 |  | 10" | Horizontal | HS | 0.4 | 536 |  |  |  | NO | Yes | Yes | Yes | No | No | 3004853
| Inline Fans | Single-port | S&P USA Ventilation Systems LLC | S&P | PV-250X |  | 0 |  | 10" | Horizontal | HS | 0.6 | 497 |  |  |  | NO | Yes | Yes | Yes | No | No | 3004853
| Inline Fans | Single-port | S&P USA Ventilation Systems LLC | S&P | PV-DEDPV |  | 0 |  | 4" | Horizontal | HS | 0.2 | 130 |  |  |  | NO | No | No | No | No | No | 3004769
| Inline Fans | Single-port | S&P USA Ventilation Systems LLC | S&P | PV-DEDPV |  | 0 |  | 4" | Horizontal | HS | 0.4 | 114 |  |  |  | NO | No | No | No | No | No | 3004769
| Inline Fans | Single-port | S&P USA Ventilation Systems LLC | S&P | PV-DEDPV |  | 0 |  | 4" | Horizontal | HS | 0.6 | 101 |  |  |  | NO | No | No | No | No | No | 3004769
| Bathroom Exhaust Fans |  | Reversomatic Manufacturing Ltd. | Reversomatic | QB 80 |  | 0 |  | 4" | Horizontal Exhaust | HS | 0.1 | 60 | 1.5 | 35.5 | 1.6 | NO | No | No | Yes | No | Yes | 1007367
| Bathroom Exhaust Fans |  | Reversomatic Manufacturing Ltd. | Reversomatic | QB-100S |  | 0 |  | 4" | Horizontal Exhaust | HS | 0.1 | 90 | 3.5 |  |  | NO | No | No | Yes | No | Yes | 1006267
| Bathroom Exhaust Fans |  | Conglom Inc. | ARIA | QBV01000 |  | 0 |  | 4" | Horizontal | HS | 0.25 | 89 |  |  |  | Yes | Yes | Yes | Yes | Yes | Yes | 1008295
| Bathroom Exhaust Fans |  | Conglom Inc. | ARIA | QBV01000 |  | 0 |  | 4" | Horizontal | HS | 0.1 | 100 | 2 | 27 |  | Yes | Yes | Yes | Yes | Yes | Yes | 1008295
| Bathroom Exhaust Fans |  | Conglom Inc. | ARIA | QBV01100 |  | 0 |  | 4" | Horizontal | HS | 0.25 | 101 |  |  |  | Yes | Yes | Yes | Yes | Yes | Yes | 1008298
| Bathroom Exhaust Fans |  | Conglom Inc. | ARIA | QBV01100 |  | 0 |  | 4" | Horizontal | HS | 0.1 | 110 | 1.1 | 25 |  | Yes | Yes | Yes | Yes | Yes | Yes | 1008298
| Bathroom Exhaust Fans |  | Conglom Inc. | ARIA | QBV0800 |  | 0 |  | 4" | Horizontal | HS | 0.1 | 80 | 0.7 | 16 |  | Yes | Yes | Yes | Yes | Yes | Yes | 1008296
| Bathroom Exhaust Fans |  | Conglom Inc. | ARIA | QBV0800 |  | 0 |  | 4" | Horizontal | HS | 0.25 | 65 |  |  |  | Yes | Yes | Yes | Yes | Yes | Yes | 1008296
| Bathroom Exhaust Fans |  | Reversomatic Manufacturing Ltd. | Reversomatic | QCF 125 |  | 0 |  | 5" | Horizontal Exhaust | HS | 0.1 | 100 | 2.5 | 35.5 | 2.8 | NO | No | No | Yes | No | Yes | 1007353
| Bathroom Exhaust Fans |  | Reversomatic Manufacturing Ltd. | Reversomatic | QCF-110 |  | 0 |  | 5" | Horizontal Exhaust | HS | 0.1 | 90 | 2.5 |  |  | NO | No | No | Yes | No | Yes | 1006286
| Bathroom Exhaust Fans |  | Reversomatic Manufacturing Ltd. | Reversomatic | QCF-110ES |  | 0 |  | 5" | Horizontal | HS | 0.1 | 100 | 2 | 56 | 1.7 | NO | No | No | Yes | No | Yes | 1007004
| Bathroom Exhaust Fans |  | Reversomatic Manufacturing Ltd. | Reversomatic | QCF-125ES |  | 0 |  | 5" | Horizontal | HS | 0.1 | 110 | 2.5 | 35 | 3.1 | NO | No | No | Yes | No | Yes | 1008092
| Bathroom Exhaust Fans |  | Reversomatic Manufacturing Ltd. | Reversomatic | QCF-150 |  | 0 |  | 5" | Horizontal Exhaust | HS | 0.1 | 120 | 1.5 | 66.3 | 1.8 | NO | No | No | Yes | No | Yes | 1007197
| Other Room Exhaust Fans |  | Reversomatic Manufacturing Ltd. | Reversomatic | QCF-200 |  | 0 |  | 3 1/2" X 12" | Horizontal Exhaust | HS | 0.1 | 150 | 1.4 | 44.4 | 3.3 | NO | No | No | No | No | No | 5004285
| Other Room Exhaust Fans |  | Reversomatic Manufacturing Ltd. | Reversomatic | QCF-500 |  | 0 |  | 4 1/2" X 18" | Horizontal Exhaust | HS | 0.1 | 580 | 4 | 153 | 3.7 | NO | No | No | Yes | No | Yes | 5004283
| Bathroom Exhaust Fans |  | Reversomatic Manufacturing Ltd. | Reversomatic | QCF-80E |  | 0 |  | 5" | Horizontal Exhaust | HS | 0.1 | 80 | 1.5 | 19.8 | 4.0 | NO | Yes | Yes | Yes | Yes | Yes | 1006271
| Bathroom Exhaust Fans |  | Reversomatic Manufacturing Ltd. | Reversomatic | QCF-80E |  | 0 |  | 5" | Horizontal Exhaust | HS | 0.25 | 67 |  |  |  | NO | Yes | Yes | Yes | Yes | Yes | 1006271
| Bathroom Exhaust Fans |  | Reversomatic Manufacturing Ltd. | Reversomatic | QCF-80ES(S) |  | 0 |  | 5" | Horizontal Exhaust | HS | 0.1 | 90 | 1.5 | 22 | 4.0 | NO | No | No | Yes | No | Yes | 1007665
| Inline Fans | Single-port | Air King America LLC | Air King | QFAM |  | 0 |  | 6" | Horizontal | 80 CFM | 0.2 | 80 |  |  |  | NO | Yes | Yes | Yes | No | No | 3005068
| Inline Fans | Single-port | Air King America LLC | Air King | QFAM |  | 0 |  | 6" | Horizontal | 50 CFM | 0.2 | 50 |  |  |  | NO | Yes | Yes | Yes | No | No | 3005068
| Inline Fans | Single-port | Air King America LLC | Air King | QFAM |  | 0 |  | 6" | Horizontal | 100 CFM | 0.2 | 100 |  |  |  | NO | Yes | Yes | Yes | No | No | 3005068
| Inline Fans | Single-port | Air King America LLC | Air King | QFAM |  | 0 |  | 6" | Horizontal | 90 CFM | 0.2 | 90 |  |  |  | NO | Yes | Yes | Yes | No | No | 3005068
| Inline Fans | Single-port | Air King America LLC | Air King | QFAM |  | 0 |  | 6" | Horizontal | 70 CFM | 0.2 | 70 |  |  |  | NO | Yes | Yes | Yes | No | No | 3005068
| Inline Fans | Single-port | Air King America LLC | Air King | QFAM |  | 0 |  | 6" | Horizontal | 60 CFM | 0.2 | 60 |  |  |  | NO | Yes | Yes | Yes | No | No | 3005068
| Inline Fans | Single-port | Air King America LLC | Air King | QFAM |  | 0 |  | 6" | Horizontal | 120 CFM | 0.2 | 120 |  | 37 | 3.2 | NO | Yes | Yes | Yes | No | No | 3005068
| Inline Fans | Single-port | Air King America LLC | Air King | QFAMD |  | 0 |  | 6" | Horizontal Supply | 30 CFM | 0.2 | 30 |  | 7.8 | 3.8 | Yes | Yes | Yes | Yes | Yes | Yes | 3004721
| Inline Fans | Single-port | Air King America LLC | Air King | QFAMD |  | 0 |  | 6" | Horizontal Supply | 80 CFM | 0.2 | 80 |  | 12.8 | 6.2 | Yes | Yes | Yes | Yes | Yes | Yes | 3004721
| Inline Fans | Single-port | Air King America LLC | Air King | QFAMD |  | 0 |  | 6" | Horizontal Supply | 130 CFM | 0.2 | 130 |  | 26 | 5.0 | Yes | Yes | Yes | Yes | Yes | Yes | 3004721
| Bathroom Exhaust Fans |  | Reversomatic Manufacturing Ltd. | Reversomatic | QK 160 ES-FFL |  | 0 |  | 5" | Horizontal Exhaust | HS | 0.1 | 140 | 1.5 | 39 | 3.5 | NO | No | No | Yes | No | Yes | 1007195
| Bathroom Exhaust Fans |  | Reversomatic Manufacturing Ltd. | Reversomatic | QK-130E |  | 0 |  | 5" | Horizontal Exhaust | HS | 0.1 | 110 | 2 | 25 | 4.4 | NO | Yes | Yes | Yes | Yes | Yes | 1006269
| Bathroom Exhaust Fans |  | Reversomatic Manufacturing Ltd. | Reversomatic | QK-130E |  | 0 |  | 5" | Horizontal Exhaust | HS | 0.25 | 88 |  |  |  | NO | Yes | Yes | Yes | Yes | Yes | 1006269
| Bathroom Exhaust Fans |  | Reversomatic Manufacturing Ltd. | Reversomatic | QK-150E |  | 0 |  | 6" | Horizontal Exhaust | HS | 0.1 | 130 | 2 | 33.3 | 3.9 | NO | Yes | Yes | Yes | Yes | Yes | 1006242
| Bathroom Exhaust Fans |  | Reversomatic Manufacturing Ltd. | Reversomatic | QK-150E |  | 0 |  | 6" | Horizontal Exhaust | HS | 0.25 | 110 |  |  |  | NO | Yes | Yes | Yes | Yes | Yes | 1006242
| Bathroom Exhaust Fans |  | Reversomatic Manufacturing Ltd. | Reversomatic | QK-160E |  | 0 |  | 5" | Horizontal Exhaust | HS | 0.1 | 140 | 2 | 39.7 | 3.5 | NO | Yes | Yes | Yes | No | Yes | 1006244
| Bathroom Exhaust Fans |  | Reversomatic Manufacturing Ltd. | Reversomatic | QK-160E |  | 0 |  | 5" | Horizontal Exhaust | HS | 0.25 | 120 |  |  |  | NO | Yes | Yes | Yes | No | Yes | 1006244
| Bathroom Exhaust Fans |  | Reversomatic Manufacturing Ltd. | Reversomatic | QK-180E |  | 0 |  | 6" | Horizontal Exhaust | HS | 0.1 | 150 | 2 | 42.1 | 3.5 | NO | Yes | Yes | Yes | Yes | Yes | 1006243
| Bathroom Exhaust Fans |  | Reversomatic Manufacturing Ltd. | Reversomatic | QK-180E |  | 0 |  | 6" | Horizontal Exhaust | HS | 0.25 | 130 |  |  |  | NO | Yes | Yes | Yes | Yes | Yes | 1006243
| Bathroom Exhaust Fans |  | Broan-NuTone LLC | Broan | QT130E |  | 0 |  | 4" | Horizontal Exhaust | HS | 0.1 | 130 | 2 | 37.1 | 3.5 | Yes | Yes | Yes | Yes | Yes | Yes | 1008463
| Bathroom Exhaust Fans |  | Broan-NuTone LLC | Broan | QT130E |  | 0 |  | 4" | Horizontal Exhaust | HS | 0.25 | 100 |  |  |  | Yes | Yes | Yes | Yes | Yes | Yes | 1008463
| Bathroom Exhaust Fans |  | Broan-NuTone LLC | Broan | QT130E |  | 0 |  | 6" | Horizontal Exhaust | HS | 0.1 | 130 | 1.5 | 37.1 | 3.5 | Yes | Yes | Yes | Yes | Yes | Yes | 1008463
| Bathroom Exhaust Fans |  | Broan-NuTone LLC | Broan | QT130E |  | 0 |  | 6" | Horizontal Exhaust | HS | 0.25 | 100 |  |  |  | Yes | Yes | Yes | Yes | Yes | Yes | 1008463
| Bathroom Exhaust Fans |  | Broan-NuTone LLC | Broan | QT130LE |  | 0 |  | 4" | Horizontal | HS | 0.1 | 130 | 2 | 37.1 | 3.5 | Yes | Yes | Yes | Yes | Yes | Yes | 1007416
| Bathroom Exhaust Fans |  | Broan-NuTone LLC | Broan | QT130LE |  | 0 |  | 6" | Horizontal | HS | 0.1 | 130 | 1.5 | 37.1 | 3.5 | Yes | Yes | Yes | Yes | Yes | Yes | 1007416
| Bathroom Exhaust Fans |  | Broan-NuTone LLC | Broan | QT130LE |  | 0 |  | 4" | Horizontal | HS | 0.25 | 100 |  |  |  | Yes | Yes | Yes | Yes | Yes | Yes | 1007416
| Bathroom Exhaust Fans |  | Broan-NuTone LLC | Broan | QT130LE |  | 0 |  | 6" | Horizontal | HS | 0.25 | 100 |  |  |  | Yes | Yes | Yes | Yes | Yes | Yes | 1007416
| Bathroom Exhaust Fans |  | Broan-NuTone LLC | NuTone | QTN130LE1 |  | 0 |  | 6" | Horizontal | HS | 0.1 | 130 | 1.5 | 37.1 | 3.5 | Yes | Yes | Yes | Yes | Yes | Yes | 1007417
| Bathroom Exhaust Fans |  | Broan-NuTone LLC | NuTone | QTN130LE1 |  | 0 |  | 4" | Horizontal | HS | 0.1 | 130 | 2 | 37.1 | 3.5 | Yes | Yes | Yes | Yes | Yes | Yes | 1007417
| Bathroom Exhaust Fans |  | Broan-NuTone LLC | NuTone | QTN130LE1 |  | 0 |  | 6" | Horizontal | HS | 0.25 | 100 |  |  |  | Yes | Yes | Yes | Yes | Yes | Yes | 1007417
| Bathroom Exhaust Fans |  | Broan-NuTone LLC | NuTone | QTN130LE1 |  | 0 |  | 4" | Horizontal | HS | 0.25 | 100 |  |  |  | Yes | Yes | Yes | Yes | Yes | Yes | 1007417
| Bathroom Exhaust Fans |  | Broan-NuTone LLC | Broan | QTXE110150DC |  | 0 |  | 6" | Horizontal | 150 CFM | 0.1 | 150 | 0.7 | 13.9 | 10.7 | Yes | Yes | Yes | Yes | Yes | Yes | 1006070
| Bathroom Exhaust Fans |  | Broan-NuTone LLC | Broan | QTXE110150DC |  | 0 |  | 6" | Horizontal | 130 CFM | 0.1 | 130 | 0.4 | 10.3 | 12.6 | Yes | Yes | Yes | Yes | Yes | Yes | 1006070
| Bathroom Exhaust Fans |  | Broan-NuTone LLC | Broan | QTXE110150DC |  | 0 |  | 6" | Horizontal | 110 CFM | 0.1 | 110 | 0.3 | 8.3 | 13.2 | Yes | Yes | Yes | Yes | Yes | Yes | 1006070
| Bathroom Exhaust Fans |  | Broan-NuTone LLC | Broan | QTXE110150DC |  | 0 |  | 6" | Horizontal | 150 CFM | 0.25 | 144 | 1.4 | 21.1 |  | Yes | Yes | Yes | Yes | Yes | Yes | 1006070
| Bathroom Exhaust Fans |  | Broan-NuTone LLC | Broan | QTXE110150DC |  | 0 |  | 6" | Horizontal | 130 CFM | 0.25 | 130 | 1.2 | 17.7 |  | Yes | Yes | Yes | Yes | Yes | Yes | 1006070
| Bathroom Exhaust Fans |  | Broan-NuTone LLC | Broan | QTXE110150DC |  | 0 |  | 6" | Horizontal | 110 CFM | 0.25 | 91 | 0.9 | 12 |  | Yes | Yes | Yes | Yes | Yes | Yes | 1006070
| Bathroom Exhaust Fans |  | Broan-NuTone LLC | Broan | QTXE110150DC = QTXEDCH with QTXE110150DCF |  | 0 |  | 6" | Horizontal | 150 CFM | 0.1 | 150 | 0.7 | 13.9 | 10.7 | Yes | Yes | Yes | Yes | Yes | Yes | 1006069
| Bathroom Exhaust Fans |  | Broan-NuTone LLC | Broan | QTXE110150DC = QTXEDCH with QTXE110150DCF |  | 0 |  | 6" | Horizontal | 130 CFM | 0.1 | 130 | 0.4 | 10.3 | 12.6 | Yes | Yes | Yes | Yes | Yes | Yes | 1006069
| Bathroom Exhaust Fans |  | Broan-NuTone LLC | Broan | QTXE110150DC = QTXEDCH with QTXE110150DCF |  | 0 |  | 6" | Horizontal | 110 CFM | 0.1 | 110 | 0.3 | 8.3 | 13.2 | Yes | Yes | Yes | Yes | Yes | Yes | 1006069
| Bathroom Exhaust Fans |  | Broan-NuTone LLC | Broan | QTXE110150DC = QTXEDCH with QTXE110150DCF |  | 0 |  | 6" | Horizontal | 150 CFM | 0.25 | 144 | 1.4 | 21.1 |  | Yes | Yes | Yes | Yes | Yes | Yes | 1006069
| Bathroom Exhaust Fans |  | Broan-NuTone LLC | Broan | QTXE110150DC = QTXEDCH with QTXE110150DCF |  | 0 |  | 6" | Horizontal | 130 CFM | 0.25 | 130 | 1.2 | 17.7 |  | Yes | Yes | Yes | Yes | Yes | Yes | 1006069
| Bathroom Exhaust Fans |  | Broan-NuTone LLC | Broan | QTXE110150DC = QTXEDCH with QTXE110150DCF |  | 0 |  | 6" | Horizontal | 110 CFM | 0.25 | 91 | 0.9 | 12 |  | Yes | Yes | Yes | Yes | Yes | Yes | 1006069
| Bathroom Exhaust Fans |  | Broan-NuTone LLC | Broan | QTXE110150DCL |  | 0 |  | 6" | Horizontal | 130 CFM | 0.1 | 130 | 0.4 | 10.3 | 12.6 | Yes | Yes | Yes | Yes | Yes | Yes | 1006064
| Bathroom Exhaust Fans |  | Broan-NuTone LLC | Broan | QTXE110150DCL |  | 0 |  | 6" | Horizontal | 130 CFM | 0.25 | 130 | 1.2 | 17.7 |  | Yes | Yes | Yes | Yes | Yes | Yes | 1006064
| Bathroom Exhaust Fans |  | Broan-NuTone LLC | Broan | QTXE110150DCL |  | 0 |  | 6" | Horizontal | 150 CFM | 0.1 | 150 | 0.7 | 13.9 | 10.7 | Yes | Yes | Yes | Yes | Yes | Yes | 1006064
| Bathroom Exhaust Fans |  | Broan-NuTone LLC | Broan | QTXE110150DCL |  | 0 |  | 6" | Horizontal | 150 CFM | 0.25 | 144 | 1.4 | 21.1 |  | Yes | Yes | Yes | Yes | Yes | Yes | 1006064
| Bathroom Exhaust Fans |  | Broan-NuTone LLC | Broan | QTXE110150DCL |  | 0 |  | 6" | Horizontal | 110 CFM | 0.1 | 110 | 0.3 | 8.3 | 13.2 | Yes | Yes | Yes | Yes | Yes | Yes | 1006064
| Bathroom Exhaust Fans |  | Broan-NuTone LLC | Broan | QTXE110150DCL |  | 0 |  | 6" | Horizontal | 110 CFM | 0.25 | 91 | 0.9 | 12 |  | Yes | Yes | Yes | Yes | Yes | Yes | 1006064
| Bathroom Exhaust Fans |  | Broan-NuTone LLC | Broan | QTXE110150DCL = QTXEDCLH with QTXE110150DCLF |  | 0 |  | 6" | Horizontal | 150 CFM | 0.1 | 150 | 0.7 | 13.9 | 10.7 | Yes | Yes | Yes | Yes | Yes | Yes | 1006067
| Bathroom Exhaust Fans |  | Broan-NuTone LLC | Broan | QTXE110150DCL = QTXEDCLH with QTXE110150DCLF |  | 0 |  | 6" | Horizontal | 130 CFM | 0.1 | 130 | 0.4 | 10.3 | 12.6 | Yes | Yes | Yes | Yes | Yes | Yes | 1006067
| Bathroom Exhaust Fans |  | Broan-NuTone LLC | Broan | QTXE110150DCL = QTXEDCLH with QTXE110150DCLF |  | 0 |  | 6" | Horizontal | 110 CFM | 0.1 | 110 | 0.3 | 8.3 | 13.2 | Yes | Yes | Yes | Yes | Yes | Yes | 1006067
| Bathroom Exhaust Fans |  | Broan-NuTone LLC | Broan | QTXE110150DCL = QTXEDCLH with QTXE110150DCLF |  | 0 |  | 6" | Horizontal | 150 CFM | 0.25 | 144 | 1.4 | 21.1 |  | Yes | Yes | Yes | Yes | Yes | Yes | 1006067
| Bathroom Exhaust Fans |  | Broan-NuTone LLC | Broan | QTXE110150DCL = QTXEDCLH with QTXE110150DCLF |  | 0 |  | 6" | Horizontal | 130 CFM | 0.25 | 130 | 1.2 | 17.7 |  | Yes | Yes | Yes | Yes | Yes | Yes | 1006067
| Bathroom Exhaust Fans |  | Broan-NuTone LLC | Broan | QTXE110150DCL = QTXEDCLH with QTXE110150DCLF |  | 0 |  | 6" | Horizontal | 110 CFM | 0.25 | 91 | 0.9 | 12 |  | Yes | Yes | Yes | Yes | Yes | Yes | 1006067
| Bathroom Exhaust Fans |  | Broan-NuTone LLC | Broan | QTXE110150DCS |  | 0 |  | 6" | Horizontal | 150 CFM | 0.1 | 150 | 0.7 | 13.9 | 10.7 | Yes | Yes | Yes | Yes | Yes | Yes | 1006068
| Bathroom Exhaust Fans |  | Broan-NuTone LLC | Broan | QTXE110150DCS |  | 0 |  | 6" | Horizontal | 130 CFM | 0.1 | 130 | 0.4 | 10.3 | 12.6 | Yes | Yes | Yes | Yes | Yes | Yes | 1006068
| Bathroom Exhaust Fans |  | Broan-NuTone LLC | Broan | QTXE110150DCS |  | 0 |  | 6" | Horizontal | 110 CFM | 0.1 | 110 | 0.3 | 8.3 | 13.2 | Yes | Yes | Yes | Yes | Yes | Yes | 1006068
| Bathroom Exhaust Fans |  | Broan-NuTone LLC | Broan | QTXE110150DCS |  | 0 |  | 6" | Horizontal | 150 CFM | 0.25 | 144 | 1.4 | 21.1 |  | Yes | Yes | Yes | Yes | Yes | Yes | 1006068
| Bathroom Exhaust Fans |  | Broan-NuTone LLC | Broan | QTXE110150DCS |  | 0 |  | 6" | Horizontal | 130 CFM | 0.25 | 130 | 1.2 | 17.7 |  | Yes | Yes | Yes | Yes | Yes | Yes | 1006068
| Bathroom Exhaust Fans |  | Broan-NuTone LLC | Broan | QTXE110150DCS |  | 0 |  | 6" | Horizontal | 110 CFM | 0.25 | 91 | 0.9 | 12 |  | Yes | Yes | Yes | Yes | Yes | Yes | 1006068
| Bathroom Exhaust Fans |  | Broan-NuTone LLC | Broan | QTXE110150DCS = QTXEDCSH with QTXE110150DCF |  | 0 |  | 6" | Horizontal | 150 CFM | 0.1 | 150 | 0.7 | 13.9 | 10.7 | Yes | Yes | Yes | Yes | Yes | Yes | 1006066
| Bathroom Exhaust Fans |  | Broan-NuTone LLC | Broan | QTXE110150DCS = QTXEDCSH with QTXE110150DCF |  | 0 |  | 6" | Horizontal | 130 CFM | 0.1 | 130 | 0.4 | 10.3 | 12.6 | Yes | Yes | Yes | Yes | Yes | Yes | 1006066
| Bathroom Exhaust Fans |  | Broan-NuTone LLC | Broan | QTXE110150DCS = QTXEDCSH with QTXE110150DCF |  | 0 |  | 6" | Horizontal | 110 CFM | 0.1 | 110 | 0.3 | 8.3 | 13.2 | Yes | Yes | Yes | Yes | Yes | Yes | 1006066
| Bathroom Exhaust Fans |  | Broan-NuTone LLC | Broan | QTXE110150DCS = QTXEDCSH with QTXE110150DCF |  | 0 |  | 6" | Horizontal | 150 CFM | 0.25 | 144 | 1.4 | 21.1 |  | Yes | Yes | Yes | Yes | Yes | Yes | 1006066
| Bathroom Exhaust Fans |  | Broan-NuTone LLC | Broan | QTXE110150DCS = QTXEDCSH with QTXE110150DCF |  | 0 |  | 6" | Horizontal | 130 CFM | 0.25 | 130 | 1.2 | 17.7 |  | Yes | Yes | Yes | Yes | Yes | Yes | 1006066
| Bathroom Exhaust Fans |  | Broan-NuTone LLC | Broan | QTXE110150DCS = QTXEDCSH with QTXE110150DCF |  | 0 |  | 6" | Horizontal | 110 CFM | 0.25 | 91 | 0.9 | 12 |  | Yes | Yes | Yes | Yes | Yes | Yes | 1006066
| Bathroom Exhaust Fans |  | Broan-NuTone LLC | Broan | QTXE110150DCSL |  | 0 |  | 6" | Horizontal | 150 CFM | 0.1 | 150 | 0.7 | 13.9 | 10.7 | Yes | Yes | Yes | Yes | Yes | Yes | 1006065
| Bathroom Exhaust Fans |  | Broan-NuTone LLC | Broan | QTXE110150DCSL |  | 0 |  | 6" | Horizontal | 130 CFM | 0.1 | 130 | 0.4 | 10.3 | 12.6 | Yes | Yes | Yes | Yes | Yes | Yes | 1006065
| Bathroom Exhaust Fans |  | Broan-NuTone LLC | Broan | QTXE110150DCSL |  | 0 |  | 6" | Horizontal | 110 CFM | 0.1 | 110 | 0.3 | 8.3 | 13.2 | Yes | Yes | Yes | Yes | Yes | Yes | 1006065
| Bathroom Exhaust Fans |  | Broan-NuTone LLC | Broan | QTXE110150DCSL |  | 0 |  | 6" | Horizontal | 150 CFM | 0.25 | 144 | 1.4 | 21.1 |  | Yes | Yes | Yes | Yes | Yes | Yes | 1006065
| Bathroom Exhaust Fans |  | Broan-NuTone LLC | Broan | QTXE110150DCSL |  | 0 |  | 6" | Horizontal | 130 CFM | 0.25 | 130 | 1.2 | 17.7 |  | Yes | Yes | Yes | Yes | Yes | Yes | 1006065
| Bathroom Exhaust Fans |  | Broan-NuTone LLC | Broan | QTXE110150DCSL |  | 0 |  | 6" | Horizontal | 110 CFM | 0.25 | 91 | 0.9 | 12 |  | Yes | Yes | Yes | Yes | Yes | Yes | 1006065
| Bathroom Exhaust Fans |  | Broan-NuTone LLC | Broan | QTXE150 |  | 0 |  | 6" Round | Horizontal | HS | 0.1 | 150 | 1.4 | 42.8 | 3.5 | Yes | Yes | Yes | Yes | Yes | Yes | 1003576
| Bathroom Exhaust Fans |  | Broan-NuTone LLC | Broan | QTXE150 |  | 0 |  | 6" Round | Horizontal | HS | 0.25 | 120 |  |  |  | Yes | Yes | Yes | Yes | Yes | Yes | 1003576
| Bathroom Exhaust Fans |  | Broan-NuTone LLC | Broan | QTXEG080 |  | 0 |  | 6" | Horizontal Exhaust | HS | 0.1 | 80 | 0.4 | 23.9 |  | Yes | Yes | Yes | Yes | Yes | Yes | 1008153
| Bathroom Exhaust Fans |  | Broan-NuTone LLC | Broan | QTXEG080 |  | 0 |  | 6" | Horizontal Exhaust | HS | 0.25 | 80 |  |  |  | Yes | Yes | Yes | Yes | Yes | Yes | 1008153
| Bathroom Exhaust Fans |  | Broan-NuTone LLC | Broan | QTXEG080X |  | 0 |  | 6" | Horizontal Exhaust | HS | 0.1 | 80 | 0.4 | 23.9 | 3.3 | Yes | Yes | Yes | Yes | Yes | Yes | 1008328
| Bathroom Exhaust Fans |  | Broan-NuTone LLC | Broan | QTXEG080X |  | 0 |  | 6" | Horizontal Exhaust | HS | 0.25 | 80 |  |  |  | Yes | Yes | Yes | Yes | Yes | Yes | 1008328
| Bathroom Exhaust Fans |  | Broan-NuTone LLC | Broan | QTXEG080X = QTXEGH with QTXEG080FX |  | 0 |  | 6" | Horizontal Exhaust | HS | 0.1 | 80 | 0.4 | 23.9 | 3.3 | Yes | Yes | Yes | Yes | Yes | Yes | 1008327
| Bathroom Exhaust Fans |  | Broan-NuTone LLC | Broan | QTXEG080X = QTXEGH with QTXEG080FX |  | 0 |  | 6" | Horizontal Exhaust | HS | 0.25 | 80 |  |  |  | Yes | Yes | Yes | Yes | Yes | Yes | 1008327
| Bathroom Exhaust Fans |  | Broan-NuTone LLC | Broan | QTXEG110 |  | 0 |  | 6" | Horizontal Exhaust | HS | 0.1 | 110 | 0.4 | 23.9 |  | Yes | Yes | Yes | Yes | Yes | Yes | 1008152
| Bathroom Exhaust Fans |  | Broan-NuTone LLC | Broan | QTXEG110 |  | 0 |  | 6" | Horizontal Exhaust | HS | 0.25 | 85 |  |  |  | Yes | Yes | Yes | Yes | Yes | Yes | 1008152
| Bathroom Exhaust Fans |  | Broan-NuTone LLC | Broan | QTXEG110 = QTXEGH with QTXEG110F |  | 0 |  | 6" | Horizontal | HS | 0.25 | 85 |  |  |  | Yes | Yes | Yes | Yes | Yes | Yes | 1008156
| Bathroom Exhaust Fans |  | Broan-NuTone LLC | Broan | QTXEG110 = QTXEGH with QTXEG110F |  | 0 |  | 6" | Horizontal | HS | 0.1 | 110 | 0.4 | 23.9 |  | Yes | Yes | Yes | Yes | Yes | Yes | 1008156
| Bathroom Exhaust Fans |  | Broan-NuTone LLC | Broan | QTXEG110S |  | 0 |  | 6" | Horizontal | HS | 0.25 | 85 |  |  |  | Yes | Yes | Yes | Yes | Yes | Yes | 1008154
| Bathroom Exhaust Fans |  | Broan-NuTone LLC | Broan | QTXEG110S |  | 0 |  | 6" | Horizontal | HS | 0.1 | 110 | 0.4 | 23.9 |  | Yes | Yes | Yes | Yes | Yes | Yes | 1008154
| Bathroom Exhaust Fans |  | Broan-NuTone LLC | Broan | QTXEG110S = QTXEGSH with QTXEG110SF |  | 0 |  | 6" | Horizontal | HS | 0.25 | 85 |  |  |  | Yes | Yes | Yes | Yes | Yes | Yes | 1008155
| Bathroom Exhaust Fans |  | Broan-NuTone LLC | Broan | QTXEG110S = QTXEGSH with QTXEG110SF |  | 0 |  | 6" | Horizontal | HS | 0.1 | 110 | 0.4 | 23.9 |  | Yes | Yes | Yes | Yes | Yes | Yes | 1008155
| Bathroom Exhaust Fans |  | Broan-NuTone LLC | Broan | QTXEG110SX |  | 0 |  | 6" | Horizontal | HS | 0.25 | 85 |  |  |  | Yes | Yes | Yes | Yes | Yes | Yes | 1008331
| Bathroom Exhaust Fans |  | Broan-NuTone LLC | Broan | QTXEG110SX |  | 0 |  | 6" | Horizontal | HS | 0.1 | 110 | 0.4 | 23.9 |  | Yes | Yes | Yes | Yes | Yes | Yes | 1008331
| Bathroom Exhaust Fans |  | Broan-NuTone LLC | Broan | QTXEG110SX = QTXEGSH with QTXEG110SFX |  | 0 |  | 6" | Horizontal | HS | 0.25 | 85 |  |  |  | Yes | Yes | Yes | Yes | Yes | Yes | 1008330
| Bathroom Exhaust Fans |  | Broan-NuTone LLC | Broan | QTXEG110SX = QTXEGSH with QTXEG110SFX |  | 0 |  | 6" | Horizontal | HS | 0.1 | 110 | 0.4 | 23.9 |  | Yes | Yes | Yes | Yes | Yes | Yes | 1008330
| Bathroom Exhaust Fans |  | Broan-NuTone LLC | Broan | QTXEG110X |  | 0 |  | 6" | Horizontal | HS | 0.25 | 85 |  |  |  | Yes | Yes | Yes | Yes | Yes | Yes | 1008332
| Bathroom Exhaust Fans |  | Broan-NuTone LLC | Broan | QTXEG110X |  | 0 |  | 6" | Horizontal | HS | 0.1 | 110 | 0.4 | 23.9 |  | Yes | Yes | Yes | Yes | Yes | Yes | 1008332
| Bathroom Exhaust Fans |  | Broan-NuTone LLC | Broan | QTXEG110X = QTXEGH with QTXEG110FX |  | 0 |  | 6" | Horizontal | HS | 0.25 | 85 |  |  |  | Yes | Yes | Yes | Yes | Yes | Yes | 1008329
| Bathroom Exhaust Fans |  | Broan-NuTone LLC | Broan | QTXEG110X = QTXEGH with QTXEG110FX |  | 0 |  | 6" | Horizontal | HS | 0.1 | 110 | 0.4 | 23.9 |  | Yes | Yes | Yes | Yes | Yes | Yes | 1008329
| Inline Fans | Single-port | Ventamatic Ltd. | QuFresh | QUF100X |  | 0 |  | 6" | Horizontal Supply | 100 CFM | 0.2 | 100 |  | 12 |  | Yes | Yes | Yes | Yes | Yes | Yes | 3005047
| Inline Fans | Single-port | Ventamatic Ltd. | QuFresh | QUF100X |  | 0 |  | 6" | Horizontal Supply | 80 CFM | 0.2 | 80 |  | 10 |  | Yes | Yes | Yes | Yes | Yes | Yes | 3005047
| Inline Fans | Single-port | Ventamatic Ltd. | QuFresh | QUF100X |  | 0 |  | 6" | Horizontal Supply | 50 CFM | 0.2 | 50 |  | 7 |  | Yes | Yes | Yes | Yes | Yes | Yes | 3005047
| Bathroom Exhaust Fans |  | GE Appliances, a Haier Company | Haier | QVE110DTWW |  | 0 |  | 6" | Horizontal | LS | 0.1 | 80 | 0.3 | 6 | 13.3 | Yes | Yes | Yes | Yes | Yes | Yes | 1007329
| Bathroom Exhaust Fans |  | GE Appliances, a Haier Company | Haier | QVE110DTWW |  | 0 |  | 6" | Horizontal | LS | 0.25 | 80 |  |  |  | Yes | Yes | Yes | Yes | Yes | Yes | 1007329
| Bathroom Exhaust Fans |  | GE Appliances, a Haier Company | Haier | QVE110DTWW |  | 0 |  | 6" | Horizontal | HS | 0.1 | 140 | 0.4 | 13 | 10.7 | Yes | Yes | Yes | Yes | Yes | Yes | 1007329
| Bathroom Exhaust Fans |  | GE Appliances, a Haier Company | Haier | QVE110DTWW |  | 0 |  | 6" | Horizontal | MS | 0.1 | 110 | 0.3 | 9 | 12.2 | Yes | Yes | Yes | Yes | Yes | Yes | 1007329
| Bathroom Exhaust Fans |  | GE Appliances, a Haier Company | Haier | QVE110DTWW |  | 0 |  | 6" | Horizontal | HS | 0.25 | 136 |  |  |  | Yes | Yes | Yes | Yes | Yes | Yes | 1007329
| Bathroom Exhaust Fans |  | GE Appliances, a Haier Company | Haier | QVE110DTWW |  | 0 |  | 6" | Horizontal | MS | 0.25 | 108 |  |  |  | Yes | Yes | Yes | Yes | Yes | Yes | 1007329
| Bathroom Exhaust Fans |  | GE Appliances, a Haier Company | Haier | QVE801DTWW |  | 0 |  | 4" | Horizontal | HS | 0.25 | 65 | 1.4 | 15.5 | 4.1 | Yes | Yes | Yes | Yes | Yes | Yes | 1006986
| Bathroom Exhaust Fans |  | GE Appliances, a Haier Company | Haier | QVE801DTWW |  | 0 |  | 4" | Horizontal | HS | 0.1 | 80 | 0.7 | 15.8 | 5.0 | Yes | Yes | Yes | Yes | Yes | Yes | 1006986
| Other Room Exhaust Fans |  | Vents-US | Vents | RA1-50-2 |  | 0 |  | 6" | Horizontal Supply | MS | 0.03 | 15 | 0.3 | 4.5 | 3.3 | NO | Yes | Yes | No | Yes | Yes | 5004319
| Other Room Exhaust Fans |  | Vents-US | Vents | RA1-50-2 |  | 0 |  | 6" | Horizontal Supply | LS | 0.03 | 1 | 0.3 | 3.7 | 0.2 | NO | Yes | Yes | No | Yes | Yes | 5004319
| Other Room Exhaust Fans |  | Vents-US | Vents | RA1-50-2 |  | 0 |  | 6" | Horizontal Exhaust | MS | 0.03 | 13 | 0.3 | 4.6 | 2.8 | NO | Yes | Yes | No | Yes | Yes | 5004319
| Other Room Exhaust Fans |  | Vents-US | Vents | RA1-50-2 |  | 0 |  | 6" | Horizontal Exhaust | LS | 0.03 | 0 | 0.3 | 3.8 | 0.0 | NO | Yes | Yes | No | Yes | Yes | 5004319
| Other Room Exhaust Fans |  | Vents-US | Vents | RA1-50-2 |  | 0 |  | 6" | Horizontal Exhaust | HS | 0.03 | 28 | 1.3 | 6.3 | 4.4 | NO | Yes | Yes | No | Yes | Yes | 5004319
| Other Room Exhaust Fans |  | Vents-US | Vents | RA1-50-2 |  | 0 |  | 6" | Horizontal Supply | HS | 0.03 | 30 | 1.3 | 6 | 5.0 | NO | Yes | Yes | No | Yes | Yes | 5004319
| Bathroom Exhaust Fans |  | Delta Electronics Inc. | Delta | RAD110LED |  | 0 |  | 4" | Horizontal | HS | 0.1 | 110 | 0.7 | 12 | 9.1 | NO | Yes | Yes | Yes | Yes | Yes | 1004914
| Bathroom Exhaust Fans |  | Delta Electronics Inc. | Delta | RAD110LED |  | 0 |  | 4" | Horizontal | HS | 0.25 | 85 | 1 | 13 | 6.5 | NO | Yes | Yes | Yes | Yes | Yes | 1004914
| Bathroom Exhaust Fans |  | Delta Electronics Inc. | Delta | RAD80 |  | 0 |  | 4" | Horizontal | HS | 0.1 | 80 | 1.5 | 11.7 | 6.8 | NO | No | No | Yes | No | Yes | 1004921
| Bathroom Exhaust Fans |  | Delta Electronics Inc. | Delta | RAD80-DGL |  | 0 |  | 4" | Horizontal | HS | 0.1 | 80 | 1.5 | 11.7 | 6.8 | NO | No | No | Yes | No | Yes | 1007222
| Bathroom Exhaust Fans |  | Delta Electronics Inc. | Delta | RAD80ELED |  | 0 |  | 4" | Horizontal | HS | 0.1 | 80 | 1.5 | 11.7 | 6.8 | NO | No | No | Yes | No | Yes | 1007223
| Bathroom Exhaust Fans |  | Delta Electronics Inc. | Delta | RAD80L |  | 0 |  | 4" | Horizontal | HS | 0.1 | 80 | 1.5 | 11.7 | 6.8 | NO | No | No | Yes | No | Yes | 1004916
| Bathroom Exhaust Fans |  | Delta Electronics Inc. | Delta | RAD80LED |  | 0 |  | 4" | Horizontal | HS | 0.1 | 80 | 1.5 | 11.7 | 6.8 | NO | No | No | Yes | No | Yes | 1004922
| Bathroom Exhaust Fans |  | Delta Electronics Inc. | Delta | RADX80L |  | 0 |  | 4" | Horizontal | HS | 0.1 | 80 | 1.5 | 11.7 | 6.8 | NO | No | No | Yes | No | Yes | 1007212
| Bathroom Exhaust Fans |  | Broan-NuTone LLC | Broan | RB110 |  | 0 |  | 4" | Horizontal | HS | 0.1 | 110 | 0.6 | 29.8 | 3.6 | Yes | Yes | Yes | Yes | Yes | Yes | 1003469
| Bathroom Exhaust Fans |  | Broan-NuTone LLC | Broan | RB110 |  | 0 |  | 4" | Horizontal | HS | 0.25 | 91 |  |  |  | Yes | Yes | Yes | Yes | Yes | Yes | 1003469
| Inline Fans | Single-port | Spruce Environmental Technologies Inc. | Spruce | RB110 |  | 0 |  | 4" | Horizontal Exhaust | HS | 0.5 | 60 |  | 20 |  | Yes | Yes | Yes | Yes | Yes | Yes | 3005160
| Inline Fans | Single-port | Spruce Environmental Technologies Inc. | Spruce | RB110 |  | 0 |  | 4" | Horizontal Exhaust | HS | 0.2 | 100 |  | 20 |  | Yes | Yes | Yes | Yes | Yes | Yes | 3005160
| Bathroom Exhaust Fans |  | Broan-NuTone LLC | Broan | RB110L1 |  | 0 |  | 4" | Horizontal | HS | 0.1 | 110 | 0.8 | 32.4 | 3.3 | Yes | Yes | Yes | Yes | Yes | Yes | 1007976
| Bathroom Exhaust Fans |  | Broan-NuTone LLC | Broan | RB110L1 |  | 0 |  | 4" | Horizontal | HS | 0.25 | 90 |  |  |  | Yes | Yes | Yes | Yes | Yes | Yes | 1007976
| Inline Fans | Single-port | Spruce Environmental Technologies Inc. | Spruce | RB190 |  | 0 |  | 4" | Horizontal | HS | 0.2 | 140 |  | 62 |  | NO | No | No | No | No | No | 3004707
| Inline Fans | Single-port | Spruce Environmental Technologies Inc. | Spruce | RB275 |  | 0 |  | 6" | Horizontal | HS | 0.2 | 210 |  | 65 |  | NO | Yes | Yes | Yes | No | No | 3004547
| Inline Fans | Single-port | Spruce Environmental Technologies Inc. | Spruce | RB350 |  | 0 |  | 6" | Horizontal | HS | 0.2 | 290 |  | 121 |  | NO | No | No | No | No | No | 3004844
| Inline Fans | Single-port | Spruce Environmental Technologies Inc. | Spruce | RB350 |  | 0 |  | 6" | Horizontal | HS | 0.5 | 241 |  | 122 |  | NO | No | No | No | No | No | 3004844
| Inline Fans | Single-port | Spruce Environmental Technologies Inc. | Spruce | RB350 |  | 0 |  | 6" | Horizontal | HS | 1 | 174 |  | 120 |  | NO | No | No | No | No | No | 3004844
| Inline Fans | Single-port | Spruce Environmental Technologies Inc. | Spruce | RB400 |  | 0 |  | 8" | Horizontal | HS | 0.2 | 510 |  | 131 |  | NO | Yes | Yes | Yes | Yes | Yes | 3005121
| Inline Fans | Single-port | Spruce Environmental Technologies Inc. | Spruce | RB400 |  | 0 |  | 8" | Horizontal | HS | 0.5 | 461 |  | 138 |  | NO | Yes | Yes | Yes | Yes | Yes | 3005121
| Inline Fans | Single-port | Spruce Environmental Technologies Inc. | Spruce | RB400 |  | 0 |  | 8" | Horizontal | HS | 1 | 347 |  | 145 |  | NO | Yes | Yes | Yes | Yes | Yes | 3005121
| Inline Fans | Single-port | Spruce Environmental Technologies Inc. | Spruce | RB500 |  | 0 |  | 10" | Horizontal | HS | 0.2 | 490 |  | 123 |  | NO | Yes | Yes | Yes | Yes | Yes | 3004846
| Inline Fans | Single-port | Spruce Environmental Technologies Inc. | Spruce | RB500 |  | 0 |  | 10" | Horizontal | HS | 0.5 | 398 |  | 127 |  | NO | Yes | Yes | Yes | Yes | Yes | 3004846
| Inline Fans | Single-port | Spruce Environmental Technologies Inc. | Spruce | RB500 |  | 0 |  | 10" | Horizontal | HS | 1 | 253 |  | 129 |  | NO | Yes | Yes | Yes | Yes | Yes | 3004846
| Bathroom Exhaust Fans |  | Broan-NuTone LLC | Broan | RB80 |  | 0 |  | 4" | Horizontal | HS | 0.1 | 80 | <0.3 | 27.9 | 2.8 | Yes | Yes | Yes | Yes | Yes | Yes | 1007487
| Bathroom Exhaust Fans |  | Broan-NuTone LLC | Broan | RB80 |  | 0 |  | 4" | Horizontal | HS | 0.25 | 60 |  |  |  | Yes | Yes | Yes | Yes | Yes | Yes | 1007487
| Bathroom Exhaust Fans |  | Broan-NuTone LLC | Broan | RB80L1 |  | 0 |  | 4" | Horizontal | HS | 0.25 | 60 |  |  |  | Yes | Yes | Yes | Yes | Yes | Yes | 1008052
| Bathroom Exhaust Fans |  | Broan-NuTone LLC | Broan | RB80L1 |  | 0 |  | 4" | Horizontal | HS | 0.1 | 80 | <0.3 | 28 | 2.8 | Yes | Yes | Yes | Yes | Yes | Yes | 1008052
| Bathroom Exhaust Fans |  | Reversomatic Manufacturing Ltd. | Reversomatic | RCF-100-3 |  | 0 |  | 5" | Horizontal Exhaust | HS | 0.1 | 100 | 1.5 | 14.5 | 6.8 | NO | Yes | Yes | Yes | Yes | Yes | 1006245
| Bathroom Exhaust Fans |  | Reversomatic Manufacturing Ltd. | Reversomatic | RCF-100-3 |  | 0 |  | 5" | Horizontal Exhaust | 80 CFM | 0.1 | 80 | 1 | 10 | 8.0 | NO | Yes | Yes | Yes | Yes | Yes | 1006245
| Bathroom Exhaust Fans |  | Reversomatic Manufacturing Ltd. | Reversomatic | RCF-100-3 |  | 0 |  | 5" | Horizontal Exhaust | 60 CFM | 0.1 | 60 | 0.5 | 7.7 | 7.7 | NO | Yes | Yes | Yes | Yes | Yes | 1006245
| Bathroom Exhaust Fans |  | Reversomatic Manufacturing Ltd. | Reversomatic | RCF-100-3 |  | 0 |  | 5" | Horizontal Exhaust | HS | 0.25 | 90 |  |  |  | NO | Yes | Yes | Yes | Yes | Yes | 1006245
| Bathroom Exhaust Fans |  | Systemair Inc. | Fantech | RCS80L |  | 0 |  | 4" | Horizontal | HS | 0.1 | 80 | 1.2 | 19.7 |  | Yes | Yes | Yes | Yes | Yes | Yes | 1008000
| Bathroom Exhaust Fans |  | Systemair Inc. | Fantech | RCS80L |  | 0 |  | 4" | Horizontal | HS | 0.25 | 68 |  |  |  | Yes | Yes | Yes | Yes | Yes | Yes | 1008000
| Bathroom Exhaust Fans |  | Delta Electronics Inc. | Delta | REC80LED |  | 0 |  | 4" | Horizontal | HS | 0.25 | 65 | 2 | 14.5 | 4.4 | Yes | Yes | Yes | Yes | Yes | Yes | 1005741
| Bathroom Exhaust Fans |  | Delta Electronics Inc. | Delta | REC80LED |  | 0 |  | 4" | Horizontal | HS | 0.1 | 80 | 1.5 | 14.5 | 5.5 | Yes | Yes | Yes | Yes | Yes | Yes | 1005741
| Inline Fans | Single-port | S&P USA Ventilation Systems LLC | S&P | RF10-160AC |  | 0 |  | 6" | Horizontal | HS | 0.2 | 180 |  | 72.2 |  | NO | No | No | No | No | No | 3004926
| Inline Fans | Single-port | S&P USA Ventilation Systems LLC | S&P | RF10-160AC |  | 0 |  | 6" | Horizontal | MS | 0.2 | 100 |  | 53.7 |  | NO | No | No | No | No | No | 3004926
| Inline Fans | Single-port | S&P USA Ventilation Systems LLC | S&P | RF10-160AC |  | 0 |  | 6" | Horizontal | LS | 0.2 | 50 |  | 40.4 |  | NO | No | No | No | No | No | 3004926
| Inline Fans | Single-port | S&P USA Ventilation Systems LLC | S&P | RF10-160AC |  | 0 |  | 6" | Horizontal supply 13 | HS | 0.2 | 150 |  | 72.7 |  | NO | No | No | No | No | No | 3004926
| Inline Fans | Single-port | S&P USA Ventilation Systems LLC | S&P | RF10-160AC |  | 0 |  | 6" | Horizontal supply 13 | MS | 0.2 | 90 |  | 53.6 |  | NO | No | No | No | No | No | 3004926
| Inline Fans | Single-port | S&P USA Ventilation Systems LLC | S&P | RF10-160AC |  | 0 |  | 6" | Horizontal supply 13 | LS | 0.2 | 40 |  | 40.8 |  | NO | No | No | No | No | No | 3004926
| Inline Fans | Single-port | S&P USA Ventilation Systems LLC | S&P | RF10-160AC-ES24V |  | 0 |  | 6" | Horizontal 13 | LS | 0.2 | 40 |  | 40.8 |  | NO | No | No | No | No | No | 3004931
| Inline Fans | Single-port | S&P USA Ventilation Systems LLC | S&P | RF10-160AC-ES24V |  | 0 |  | 6" | Horizontal 13 | MS | 0.2 | 90 |  | 53.6 |  | NO | No | No | No | No | No | 3004931
| Inline Fans | Single-port | S&P USA Ventilation Systems LLC | S&P | RF10-160AC-ES24V |  | 0 |  | 6" | Horizontal 13 | HS | 0.2 | 150 |  | 72.7 |  | NO | No | No | No | No | No | 3004931
| Inline Fans | Single-port | S&P USA Ventilation Systems LLC | S&P | RF10-160AC-ES24V |  | 0 |  | 6" | Horizontal | LS | 0.2 | 50 |  | 40.4 |  | NO | No | No | No | No | No | 3004931
| Inline Fans | Single-port | S&P USA Ventilation Systems LLC | S&P | RF10-160AC-ES24V |  | 0 |  | 6" | Horizontal | MS | 0.2 | 100 |  | 53.7 |  | NO | No | No | No | No | No | 3004931
| Inline Fans | Single-port | S&P USA Ventilation Systems LLC | S&P | RF10-160AC-ES24V |  | 0 |  | 6" | Horizontal | HS | 0.2 | 180 |  | 72.2 |  | NO | No | No | No | No | No | 3004931
| Inline Fans | Single-port | S&P USA Ventilation Systems LLC | S&P | RF10-160AC-P |  | 0 |  | 6" | Horizontal 13 | LS | 0.2 | 40 |  | 40.8 |  | NO | No | No | No | No | No | 3004932
| Inline Fans | Single-port | S&P USA Ventilation Systems LLC | S&P | RF10-160AC-P |  | 0 |  | 6" | Horizontal 13 | MS | 0.2 | 90 |  | 53.6 |  | NO | No | No | No | No | No | 3004932
| Inline Fans | Single-port | S&P USA Ventilation Systems LLC | S&P | RF10-160AC-P |  | 0 |  | 6" | Horizontal 13 | HS | 0.2 | 150 |  | 72.7 |  | NO | No | No | No | No | No | 3004932
| Inline Fans | Single-port | S&P USA Ventilation Systems LLC | S&P | RF10-160AC-P |  | 0 |  | 6" | Horizontal | LS | 0.2 | 50 |  | 40.4 |  | NO | No | No | No | No | No | 3004932
| Inline Fans | Single-port | S&P USA Ventilation Systems LLC | S&P | RF10-160AC-P |  | 0 |  | 6" | Horizontal | MS | 0.2 | 100 |  | 53.7 |  | NO | No | No | No | No | No | 3004932
| Inline Fans | Single-port | S&P USA Ventilation Systems LLC | S&P | RF10-160AC-P |  | 0 |  | 6" | Horizontal | HS | 0.2 | 180 |  | 72.2 |  | NO | No | No | No | No | No | 3004932
| Inline Fans | Single-port | S&P USA Ventilation Systems LLC | S&P | RF10-160AC-P-ES24V |  | 0 |  | 6" | Horizontal 13 | HS | 0.2 | 150 |  | 72.7 |  | NO | No | No | No | No | No | 3004933
| Inline Fans | Single-port | S&P USA Ventilation Systems LLC | S&P | RF10-160AC-P-ES24V |  | 0 |  | 6" | Horizontal 13 | MS | 0.2 | 90 |  | 53.6 |  | NO | No | No | No | No | No | 3004933
| Inline Fans | Single-port | S&P USA Ventilation Systems LLC | S&P | RF10-160AC-P-ES24V |  | 0 |  | 6" | Horizontal 13 | LS | 0.2 | 40 |  | 40.8 |  | NO | No | No | No | No | No | 3004933
| Inline Fans | Single-port | S&P USA Ventilation Systems LLC | S&P | RF10-160AC-P-ES24V |  | 0 |  | 6" | Horizontal | LS | 0.2 | 50 |  | 40.4 |  | NO | No | No | No | No | No | 3004933
| Inline Fans | Single-port | S&P USA Ventilation Systems LLC | S&P | RF10-160AC-P-ES24V |  | 0 |  | 6" | Horizontal | MS | 0.2 | 100 |  | 53.7 |  | NO | No | No | No | No | No | 3004933
| Inline Fans | Single-port | S&P USA Ventilation Systems LLC | S&P | RF10-160AC-P-ES24V |  | 0 |  | 6" | Horizontal | HS | 0.2 | 180 |  | 72.2 |  | NO | No | No | No | No | No | 3004933
| Inline Fans | Single-port | S&P USA Ventilation Systems LLC | S&P | RF10-160EC |  | 0 |  | 6" | Horizontal 13 | LS | 0.2 | 30 |  | 7.2 |  | Yes | Yes | Yes | Yes | Yes | Yes | 3004634
| Inline Fans | Single-port | S&P USA Ventilation Systems LLC | S&P | RF10-160EC |  | 0 |  | 6" | Horizontal 13 | MS | 0.2 | 90 |  | 15.6 |  | Yes | Yes | Yes | Yes | Yes | Yes | 3004634
| Inline Fans | Single-port | S&P USA Ventilation Systems LLC | S&P | RF10-160EC |  | 0 |  | 6" | Horizontal 13 | HS | 0.2 | 150 |  | 35.5 |  | Yes | Yes | Yes | Yes | Yes | Yes | 3004634
| Inline Fans | Single-port | S&P USA Ventilation Systems LLC | S&P | RF10-160EC |  | 0 |  | 6" | Horizontal | HS | 0.2 | 170 |  | 34 |  | Yes | Yes | Yes | Yes | Yes | Yes | 3004634
| Inline Fans | Single-port | S&P USA Ventilation Systems LLC | S&P | RF10-160EC |  | 0 |  | 6" | Horizontal | LS | 0.2 | 40 |  | 7.5 |  | Yes | Yes | Yes | Yes | Yes | Yes | 3004634
| Inline Fans | Single-port | S&P USA Ventilation Systems LLC | S&P | RF10-160EC |  | 0 |  | 6" | Horizontal | MS | 0.2 | 100 |  | 15.6 |  | Yes | Yes | Yes | Yes | Yes | Yes | 3004634
| Inline Fans | Single-port | S&P USA Ventilation Systems LLC | S&P | RF10-160EC-ES24V |  | 0 |  | 6" | Horizontal 13 | HS | 0.2 | 150 |  | 35.5 |  | Yes | Yes | Yes | Yes | Yes | Yes | 3004637
| Inline Fans | Single-port | S&P USA Ventilation Systems LLC | S&P | RF10-160EC-ES24V |  | 0 |  | 6" | Horizontal 13 | MS | 0.2 | 90 |  | 15.6 |  | Yes | Yes | Yes | Yes | Yes | Yes | 3004637
| Inline Fans | Single-port | S&P USA Ventilation Systems LLC | S&P | RF10-160EC-ES24V |  | 0 |  | 6" | Horizontal 13 | LS | 0.2 | 30 |  | 7.2 |  | Yes | Yes | Yes | Yes | Yes | Yes | 3004637
| Inline Fans | Single-port | S&P USA Ventilation Systems LLC | S&P | RF10-160EC-ES24V |  | 0 |  | 6" | Horizontal | HS | 0.2 | 170 |  | 34 |  | Yes | Yes | Yes | Yes | Yes | Yes | 3004637
| Inline Fans | Single-port | S&P USA Ventilation Systems LLC | S&P | RF10-160EC-ES24V |  | 0 |  | 6" | Horizontal | MS | 0.2 | 100 |  | 15.6 |  | Yes | Yes | Yes | Yes | Yes | Yes | 3004637
| Inline Fans | Single-port | S&P USA Ventilation Systems LLC | S&P | RF10-160EC-ES24V |  | 0 |  | 6" | Horizontal | LS | 0.2 | 40 |  | 7.5 |  | Yes | Yes | Yes | Yes | Yes | Yes | 3004637
| Inline Fans | Single-port | S&P USA Ventilation Systems LLC | S&P | RF10-160EC-P |  | 0 |  | 6" | Horizontal 13 | MS | 0.2 | 90 |  | 15.6 |  | Yes | Yes | Yes | Yes | Yes | Yes | 3004638
| Inline Fans | Single-port | S&P USA Ventilation Systems LLC | S&P | RF10-160EC-P |  | 0 |  | 6" | Horizontal 13 | LS | 0.2 | 30 |  | 7.2 |  | Yes | Yes | Yes | Yes | Yes | Yes | 3004638
| Inline Fans | Single-port | S&P USA Ventilation Systems LLC | S&P | RF10-160EC-P |  | 0 |  | 6" | Horizontal 13 | HS | 0.2 | 150 |  | 35.5 |  | Yes | Yes | Yes | Yes | Yes | Yes | 3004638
| Inline Fans | Single-port | S&P USA Ventilation Systems LLC | S&P | RF10-160EC-P |  | 0 |  | 6" | Horizontal | LS | 0.2 | 40 |  | 7.5 |  | Yes | Yes | Yes | Yes | Yes | Yes | 3004638
| Inline Fans | Single-port | S&P USA Ventilation Systems LLC | S&P | RF10-160EC-P |  | 0 |  | 6" | Horizontal | MS | 0.2 | 100 |  | 15.6 |  | Yes | Yes | Yes | Yes | Yes | Yes | 3004638
| Inline Fans | Single-port | S&P USA Ventilation Systems LLC | S&P | RF10-160EC-P |  | 0 |  | 6" | Horizontal | HS | 0.2 | 170 |  | 34 |  | Yes | Yes | Yes | Yes | Yes | Yes | 3004638
| Inline Fans | Single-port | S&P USA Ventilation Systems LLC | S&P | RF10-160EC-P-ES24V |  | 0 |  | 6" | Horizontal | LS | 0.2 | 40 |  | 7.5 |  | Yes | Yes | Yes | Yes | Yes | Yes | 3004639
| Inline Fans | Single-port | S&P USA Ventilation Systems LLC | S&P | RF10-160EC-P-ES24V |  | 0 |  | 6" | Horizontal 13 | LS | 0.2 | 30 |  | 7.2 |  | Yes | Yes | Yes | Yes | Yes | Yes | 3004639
| Inline Fans | Single-port | S&P USA Ventilation Systems LLC | S&P | RF10-160EC-P-ES24V |  | 0 |  | 6" | Horizontal 13 | MS | 0.2 | 90 |  | 15.6 |  | Yes | Yes | Yes | Yes | Yes | Yes | 3004639
| Inline Fans | Single-port | S&P USA Ventilation Systems LLC | S&P | RF10-160EC-P-ES24V |  | 0 |  | 6" | Horizontal | HS | 0.2 | 170 |  | 34 |  | Yes | Yes | Yes | Yes | Yes | Yes | 3004639
| Inline Fans | Single-port | S&P USA Ventilation Systems LLC | S&P | RF10-160EC-P-ES24V |  | 0 |  | 6" | Horizontal | MS | 0.2 | 100 |  | 15.6 |  | Yes | Yes | Yes | Yes | Yes | Yes | 3004639
| Inline Fans | Single-port | S&P USA Ventilation Systems LLC | S&P | RF10-160EC-P-ES24V |  | 0 |  | 6" | Horizontal 13 | HS | 0.2 | 150 |  | 35.5 |  | Yes | Yes | Yes | Yes | Yes | Yes | 3004639
| Inline Fans | Single-port | S&P USA Ventilation Systems LLC | S&P | RF8-120AC |  | 0 |  | 6" | Horizontal Supply 13 | LS | 0.2 | 30 |  | 37.4 |  | NO | No | No | No | No | No | 3004620
| Inline Fans | Single-port | S&P USA Ventilation Systems LLC | S&P | RF8-120AC |  | 0 |  | 6" | Horizontal Supply 13 | MS | 0.2 | 70 |  | 56.3 |  | NO | No | No | No | No | No | 3004620
| Inline Fans | Single-port | S&P USA Ventilation Systems LLC | S&P | RF8-120AC |  | 0 |  | 6" | Horizontal Supply 13 | HS | 0.2 | 110 |  | 73.3 |  | NO | No | No | No | No | No | 3004620
| Inline Fans | Single-port | S&P USA Ventilation Systems LLC | S&P | RF8-120AC |  | 0 |  | 6" | Horizontal Supply | MS | 0.2 | 90 |  | 55.9 |  | NO | No | No | No | No | No | 3004620
| Inline Fans | Single-port | S&P USA Ventilation Systems LLC | S&P | RF8-120AC |  | 0 |  | 6" | Horizontal Supply | LS | 0.2 | 40 |  | 37.3 |  | NO | No | No | No | No | No | 3004620
| Inline Fans | Single-port | S&P USA Ventilation Systems LLC | S&P | RF8-120AC |  | 0 |  | 6" | Horizontal Supply | HS | 0.2 | 140 |  | 74.1 |  | NO | No | No | No | No | No | 3004620
| Inline Fans | Single-port | S&P USA Ventilation Systems LLC | S&P | RF8-120AC-ES24V |  | 0 |  | 6" | Horizontal 13 | HS | 0.2 | 110 |  | 73.3 |  | NO | No | No | No | No | No | 3004624
| Inline Fans | Single-port | S&P USA Ventilation Systems LLC | S&P | RF8-120AC-ES24V |  | 0 |  | 6" | Horizontal 13 | MS | 0.2 | 70 |  | 56.3 |  | NO | No | No | No | No | No | 3004624
| Inline Fans | Single-port | S&P USA Ventilation Systems LLC | S&P | RF8-120AC-ES24V |  | 0 |  | 6" | Horizontal 13 | LS | 0.2 | 30 |  | 37.4 |  | NO | No | No | No | No | No | 3004624
| Inline Fans | Single-port | S&P USA Ventilation Systems LLC | S&P | RF8-120AC-ES24V |  | 0 |  | 6" | Horizontal | HS | 0.2 | 140 |  | 74.1 |  | NO | No | No | No | No | No | 3004624
| Inline Fans | Single-port | S&P USA Ventilation Systems LLC | S&P | RF8-120AC-ES24V |  | 0 |  | 6" | Horizontal | MS | 0.2 | 90 |  | 55.9 |  | NO | No | No | No | No | No | 3004624
| Inline Fans | Single-port | S&P USA Ventilation Systems LLC | S&P | RF8-120AC-ES24V |  | 0 |  | 6" | Horizontal | LS | 0.2 | 40 |  | 37.3 |  | NO | No | No | No | No | No | 3004624
| Inline Fans | Single-port | S&P USA Ventilation Systems LLC | S&P | RF8-120EC |  | 0 |  | 6" | Horizontal 13 | HS | 0.2 | 100 |  | 26.7 |  | Yes | Yes | Yes | Yes | Yes | Yes | 3004635
| Inline Fans | Single-port | S&P USA Ventilation Systems LLC | S&P | RF8-120EC |  | 0 |  | 6" | Horizontal | LS | 0.2 | 40 |  | 7.2 |  | Yes | Yes | Yes | Yes | Yes | Yes | 3004635
| Inline Fans | Single-port | S&P USA Ventilation Systems LLC | S&P | RF8-120EC |  | 0 |  | 6" | Horizontal | MS | 0.2 | 90 |  | 14.4 |  | Yes | Yes | Yes | Yes | Yes | Yes | 3004635
| Inline Fans | Single-port | S&P USA Ventilation Systems LLC | S&P | RF8-120EC |  | 0 |  | 6" | Horizontal | HS | 0.2 | 130 |  | 27.6 |  | Yes | Yes | Yes | Yes | Yes | Yes | 3004635
| Inline Fans | Single-port | S&P USA Ventilation Systems LLC | S&P | RF8-120EC |  | 0 |  | 6" | Horizontal 13 | MS | 0.2 | 60 |  | 13.9 |  | Yes | Yes | Yes | Yes | Yes | Yes | 3004635
| Inline Fans | Single-port | S&P USA Ventilation Systems LLC | S&P | RF8-120EC |  | 0 |  | 6" | Horizontal 13 | LS | 0.2 | 20 |  | 6.9 |  | Yes | Yes | Yes | Yes | Yes | Yes | 3004635
| Inline Fans | Single-port | S&P USA Ventilation Systems LLC | S&P | RF8-120EC-ES24V |  | 0 |  | 6" | Horizontal 13 | HS | 0.2 | 100 |  | 26.7 |  | Yes | Yes | Yes | Yes | Yes | Yes | 3004636
| Inline Fans | Single-port | S&P USA Ventilation Systems LLC | S&P | RF8-120EC-ES24V |  | 0 |  | 6" | Horizontal 13 | MS | 0.2 | 60 |  | 13.9 |  | Yes | Yes | Yes | Yes | Yes | Yes | 3004636
| Inline Fans | Single-port | S&P USA Ventilation Systems LLC | S&P | RF8-120EC-ES24V |  | 0 |  | 6" | Horizontal 13 | LS | 0.2 | 20 |  | 6.9 |  | Yes | Yes | Yes | Yes | Yes | Yes | 3004636
| Inline Fans | Single-port | S&P USA Ventilation Systems LLC | S&P | RF8-120EC-ES24V |  | 0 |  | 6" | Horizontal | HS | 0.2 | 130 |  | 27.6 |  | Yes | Yes | Yes | Yes | Yes | Yes | 3004636
| Inline Fans | Single-port | S&P USA Ventilation Systems LLC | S&P | RF8-120EC-ES24V |  | 0 |  | 6" | Horizontal | MS | 0.2 | 90 |  | 14.4 |  | Yes | Yes | Yes | Yes | Yes | Yes | 3004636
| Inline Fans | Single-port | S&P USA Ventilation Systems LLC | S&P | RF8-120EC-ES24V |  | 0 |  | 6" | Horizontal | LS | 0.2 | 40 |  | 7.2 |  | Yes | Yes | Yes | Yes | Yes | Yes | 3004636
| Bathroom Exhaust Fans |  | Panasonic Eco Systems North America | Panasonic | RG-C1315A |  | 0 |  | 6" | Horizontal | 150 CFM | 0.25 | 142 |  | 19.6 |  | Yes | Yes | Yes | Yes | Yes | Yes | 1007091
| Bathroom Exhaust Fans |  | Panasonic Eco Systems North America | Panasonic | RG-C1315A |  | 0 |  | 6" | Horizontal | 130 CFM | 0.25 | 131 |  | 16.9 |  | Yes | Yes | Yes | Yes | Yes | Yes | 1007091
| Bathroom Exhaust Fans |  | Panasonic Eco Systems North America | Panasonic | RG-C1315A |  | 0 |  | 6" | Horizontal | 130 CFM | 0.1 | 130 | 0.4 | 10.5 |  | Yes | Yes | Yes | Yes | Yes | Yes | 1007091
| Bathroom Exhaust Fans |  | Panasonic Eco Systems North America | Panasonic | RG-C1315A |  | 0 |  | 6" | Horizontal | 150 CFM | 0.1 | 150 | 0.6 | 14.2 |  | Yes | Yes | Yes | Yes | Yes | Yes | 1007091
| Bathroom Exhaust Fans |  | Panasonic Eco Systems North America | Panasonic | RG-C1315LA |  | 0 |  | 6" | Horizontal Exhaust | 150 CFM | 0.1 | 150 | 0.6 | 14.2 |  | Yes | Yes | Yes | Yes | Yes | Yes | 1007022
| Bathroom Exhaust Fans |  | Panasonic Eco Systems North America | Panasonic | RG-C1315LA |  | 0 |  | 6" | Horizontal Exhaust | 150 CFM | 0.25 | 142 |  | 19.6 |  | Yes | Yes | Yes | Yes | Yes | Yes | 1007022
| Bathroom Exhaust Fans |  | Panasonic Eco Systems North America | Panasonic | RG-C1315LA |  | 0 |  | 6" | Horizontal Exhaust | 130 CFM | 0.1 | 130 | 0.4 | 10.5 |  | Yes | Yes | Yes | Yes | Yes | Yes | 1007022
| Bathroom Exhaust Fans |  | Panasonic Eco Systems North America | Panasonic | RG-C1315LA |  | 0 |  | 6" | Horizontal Exhaust | 130 CFM | 0.25 | 131 |  | 16.9 |  | Yes | Yes | Yes | Yes | Yes | Yes | 1007022
| Bathroom Exhaust Fans |  | Panasonic Eco Systems North America | Panasonic | RG-C811A |  | 0 |  | 4" | Horizontal | 80 CFM | 0.25 | 80 |  | 10.9 |  | Yes | Yes | Yes | Yes | Yes | Yes | 1007437
| Bathroom Exhaust Fans |  | Panasonic Eco Systems North America | Panasonic | RG-C811A |  | 0 |  | 4" | Horizontal | 80 CFM | 0.1 | 80 | <0.3 | 6.5 |  | Yes | Yes | Yes | Yes | Yes | Yes | 1007437
| Bathroom Exhaust Fans |  | Panasonic Eco Systems North America | Panasonic | RG-C811A |  | 0 |  | 4" | Horizontal | 110 CFM | 0.25 | 110 |  | 16.4 |  | Yes | Yes | Yes | Yes | Yes | Yes | 1007437
| Bathroom Exhaust Fans |  | Panasonic Eco Systems North America | Panasonic | RG-C811A |  | 0 |  | 4" | Horizontal | 110 CFM | 0.1 | 110 | 0.5 | 11.1 |  | Yes | Yes | Yes | Yes | Yes | Yes | 1007437
| Bathroom Exhaust Fans |  | Panasonic Eco Systems North America | Panasonic | RG-C811HA |  | 0 |  | 4" | Horizontal | 80 CFM | 0.25 | 80 |  | 10.9 |  | Yes | Yes | Yes | Yes | Yes | Yes | 1007438
| Bathroom Exhaust Fans |  | Panasonic Eco Systems North America | Panasonic | RG-C811HA |  | 0 |  | 4" | Horizontal | 80 CFM | 0.1 | 80 | <0.3 | 6.5 |  | Yes | Yes | Yes | Yes | Yes | Yes | 1007438
| Bathroom Exhaust Fans |  | Panasonic Eco Systems North America | Panasonic | RG-C811HA |  | 0 |  | 4" | Horizontal | 110 CFM | 0.25 | 110 |  | 16.4 |  | Yes | Yes | Yes | Yes | Yes | Yes | 1007438
| Bathroom Exhaust Fans |  | Panasonic Eco Systems North America | Panasonic | RG-C811HA |  | 0 |  | 4" | Horizontal | 110 CFM | 0.1 | 110 | 0.5 | 11.1 |  | Yes | Yes | Yes | Yes | Yes | Yes | 1007438
| Bathroom Exhaust Fans |  | Panasonic Eco Systems North America | Panasonic | RG-C811LHA |  | 0 |  | 4" | Horizontal Exhaust | 110 CFM | 0.1 | 110 | 0.5 | 11.1 |  | Yes | Yes | Yes | Yes | Yes | Yes | 1007426
| Bathroom Exhaust Fans |  | Panasonic Eco Systems North America | Panasonic | RG-C811LHA |  | 0 |  | 4" | Horizontal Exhaust | 110 CFM | 0.25 | 110 |  | 16.4 |  | Yes | Yes | Yes | Yes | Yes | Yes | 1007426
| Bathroom Exhaust Fans |  | Panasonic Eco Systems North America | Panasonic | RG-C811LHA |  | 0 |  | 4" | Horizontal Exhaust | 80 CFM | 0.1 | 80 | <0.3 | 6.5 |  | Yes | Yes | Yes | Yes | Yes | Yes | 1007426
| Bathroom Exhaust Fans |  | Panasonic Eco Systems North America | Panasonic | RG-C811LHA |  | 0 |  | 4" | Horizontal Exhaust | 80 CFM | 0.25 | 80 |  | 10.9 |  | Yes | Yes | Yes | Yes | Yes | Yes | 1007426
| Bathroom Exhaust Fans |  | Panasonic Eco Systems North America | Panasonic Eco Solutions | RG-E110THA |  | 0 |  | 4" | Horizontal Exhaust | 110 CFM | 0.1 | 110 | 0.5 | 11.1 |  | Yes | Yes | Yes | Yes | Yes | Yes | 1007605
| Bathroom Exhaust Fans |  | Panasonic Eco Systems North America | Panasonic Eco Solutions | RG-E110THA |  | 0 |  | 4" | Horizontal Exhaust | 110 CFM | 0.25 | 110 |  | 16.4 |  | Yes | Yes | Yes | Yes | Yes | Yes | 1007605
| Bathroom Exhaust Fans |  | Panasonic Eco Systems North America | Panasonic | RG-E130A |  | 0 |  | 6" | Horizontal Exhaust | 130 CFM | 0.1 | 130 | 0.4 | 10.5 |  | Yes | Yes | Yes | Yes | Yes | Yes | 1007603
| Bathroom Exhaust Fans |  | Panasonic Eco Systems North America | Panasonic | RG-E130A |  | 0 |  | 6" | Horizontal Exhaust | 130 CFM | 0.25 | 131 |  | 16.9 |  | Yes | Yes | Yes | Yes | Yes | Yes | 1007603
| Bathroom Exhaust Fans |  | Panasonic Eco Systems North America | Panasonic | RG-M79A |  | 0 |  | 4" | Horizontal | 90 CFM | 0.1 | 90 | 1.5 | 22 |  | Yes | Yes | Yes | Yes | Yes | Yes | 1007092
| Bathroom Exhaust Fans |  | Panasonic Eco Systems North America | Panasonic | RG-M79A |  | 0 |  | 4" | Horizontal | 90 CFM | 0.25 | 75 |  | 21.4 |  | Yes | Yes | Yes | Yes | Yes | Yes | 1007092
| Bathroom Exhaust Fans |  | Panasonic Eco Systems North America | Panasonic | RG-M79A |  | 0 |  | 4" | Horizontal | 70 CFM | 0.25 | 56 |  | 17.2 |  | Yes | Yes | Yes | Yes | Yes | Yes | 1007092
| Bathroom Exhaust Fans |  | Panasonic Eco Systems North America | Panasonic | RG-M79A |  | 0 |  | 4" | Horizontal | 70 CFM | 0.1 | 70 | 0.7 | 17.8 |  | Yes | Yes | Yes | Yes | Yes | Yes | 1007092
| Bathroom Exhaust Fans |  | Panasonic Eco Systems North America | Panasonic | RG-M79LA |  | 0 |  | 4" | Horizontal Exhaust | 70 CFM | 0.1 | 70 | 0.8 | 18.5 |  | Yes | Yes | Yes | Yes | Yes | Yes | 1007841
| Bathroom Exhaust Fans |  | Panasonic Eco Systems North America | Panasonic | RG-M79LA |  | 0 |  | 4" | Horizontal Exhaust | 70 CFM | 0.25 | 56 |  | 17.9 |  | Yes | Yes | Yes | Yes | Yes | Yes | 1007841
| Bathroom Exhaust Fans |  | Panasonic Eco Systems North America | Panasonic | RG-M79LA |  | 0 |  | 4" | Horizontal Exhaust | 90 CFM | 0.1 | 90 | 1.5 | 23.1 |  | Yes | Yes | Yes | Yes | Yes | Yes | 1007841
| Bathroom Exhaust Fans |  | Panasonic Eco Systems North America | Panasonic | RG-M79LA |  | 0 |  | 4" | Horizontal Exhaust | 90 CFM | 0.25 | 75 |  | 22.5 |  | Yes | Yes | Yes | Yes | Yes | Yes | 1007841
| Bathroom Exhaust Fans |  | Panasonic Eco Systems North America | Panasonic Eco Solutions | RG-N110LHA |  | 0 |  | 3" | Horizontal Exhaust | 110 CFM | 0.1 | 110 | 1.5 | 18.3 |  | Yes | Yes | Yes | Yes | Yes | Yes | 1007602
| Bathroom Exhaust Fans |  | Panasonic Eco Systems North America | Panasonic Eco Solutions | RG-N110LHA |  | 0 |  | 3" | Horizontal Exhaust | 110 CFM | 0.25 | 90 |  | 16 |  | Yes | Yes | Yes | Yes | Yes | Yes | 1007602
| Bathroom Exhaust Fans |  | Panasonic Eco Systems North America | Panasonic Eco Solutions | RG-N110LHA |  | 0 |  | 4" | Horizontal Exhaust | 110 CFM | 0.1 | 110 | 1.1 | 11.6 |  | Yes | Yes | Yes | Yes | Yes | Yes | 1007602
| Bathroom Exhaust Fans |  | Panasonic Eco Systems North America | Panasonic Eco Solutions | RG-N110LHA |  | 0 |  | 4" | Horizontal Exhaust | 110 CFM | 0.25 | 110 |  | 16.1 |  | Yes | Yes | Yes | Yes | Yes | Yes | 1007602
| Bathroom Exhaust Fans |  | Panasonic Eco Systems North America | Panasonic | RG-R811A |  | 0 |  | 3" | Horizontal | 80 CFM | 0.1 | 80 | 0.7 | 9.6 |  | Yes | Yes | Yes | Yes | Yes | Yes | 1007433
| Bathroom Exhaust Fans |  | Panasonic Eco Systems North America | Panasonic | RG-R811A |  | 0 |  | 3" | Horizontal | 110 CFM | 0.25 | 90 |  | 16 |  | Yes | Yes | Yes | Yes | Yes | Yes | 1007433
| Bathroom Exhaust Fans |  | Panasonic Eco Systems North America | Panasonic | RG-R811A |  | 0 |  | 4" | Horizontal | 80 CFM | 0.25 | 80 |  | 10.8 |  | Yes | Yes | Yes | Yes | Yes | Yes | 1007433
| Bathroom Exhaust Fans |  | Panasonic Eco Systems North America | Panasonic | RG-R811A |  | 0 |  | 4" | Horizontal | 110 CFM | 0.25 | 110 |  | 16.1 |  | Yes | Yes | Yes | Yes | Yes | Yes | 1007433
| Bathroom Exhaust Fans |  | Panasonic Eco Systems North America | Panasonic | RG-R811A |  | 0 |  | 3" | Horizontal | 80 CFM | 0.25 | 80 |  | 13.6 |  | Yes | Yes | Yes | Yes | Yes | Yes | 1007433
| Bathroom Exhaust Fans |  | Panasonic Eco Systems North America | Panasonic | RG-R811A |  | 0 |  | 3" | Horizontal | 110 CFM | 0.1 | 110 | 1.5 | 18.3 |  | Yes | Yes | Yes | Yes | Yes | Yes | 1007433
| Bathroom Exhaust Fans |  | Panasonic Eco Systems North America | Panasonic | RG-R811A |  | 0 |  | 4" | Horizontal | 80 CFM | 0.1 | 80 | 0.4 | 7.1 |  | Yes | Yes | Yes | Yes | Yes | Yes | 1007433
| Bathroom Exhaust Fans |  | Panasonic Eco Systems North America | Panasonic | RG-R811A |  | 0 |  | 4" | Horizontal | 110 CFM | 0.1 | 110 | 1.1 | 11.6 |  | Yes | Yes | Yes | Yes | Yes | Yes | 1007433
| Bathroom Exhaust Fans |  | Panasonic Eco Systems North America | Panasonic | RG-R811HA |  | 0 |  | 3" | Horizontal | 80 CFM | 0.25 | 80 |  | 13.6 |  | Yes | Yes | Yes | Yes | Yes | Yes | 1007434
| Bathroom Exhaust Fans |  | Panasonic Eco Systems North America | Panasonic | RG-R811HA |  | 0 |  | 4" | Horizontal | 110 CFM | 0.25 | 110 |  | 16.1 |  | Yes | Yes | Yes | Yes | Yes | Yes | 1007434
| Bathroom Exhaust Fans |  | Panasonic Eco Systems North America | Panasonic | RG-R811HA |  | 0 |  | 3" | Horizontal | 110 CFM | 0.25 | 90 |  | 16 |  | Yes | Yes | Yes | Yes | Yes | Yes | 1007434
| Bathroom Exhaust Fans |  | Panasonic Eco Systems North America | Panasonic | RG-R811HA |  | 0 |  | 4" | Horizontal | 80 CFM | 0.1 | 80 | 0.4 | 7.1 |  | Yes | Yes | Yes | Yes | Yes | Yes | 1007434
| Bathroom Exhaust Fans |  | Panasonic Eco Systems North America | Panasonic | RG-R811HA |  | 0 |  | 3" | Horizontal | 80 CFM | 0.1 | 80 | 0.7 | 9.6 |  | Yes | Yes | Yes | Yes | Yes | Yes | 1007434
| Bathroom Exhaust Fans |  | Panasonic Eco Systems North America | Panasonic | RG-R811HA |  | 0 |  | 3" | Horizontal | 110 CFM | 0.1 | 110 | 1.5 | 18.3 |  | Yes | Yes | Yes | Yes | Yes | Yes | 1007434
| Bathroom Exhaust Fans |  | Panasonic Eco Systems North America | Panasonic | RG-R811HA |  | 0 |  | 4" | Horizontal | 80 CFM | 0.25 | 80 |  | 10.8 |  | Yes | Yes | Yes | Yes | Yes | Yes | 1007434
| Bathroom Exhaust Fans |  | Panasonic Eco Systems North America | Panasonic | RG-R811HA |  | 0 |  | 4" | Horizontal | 110 CFM | 0.1 | 110 | 1.1 | 11.6 |  | Yes | Yes | Yes | Yes | Yes | Yes | 1007434
| Bathroom Exhaust Fans |  | Panasonic Eco Systems North America | Panasonic | RG-R811LA |  | 0 |  | 3" | Horizontal | 80 CFM | 0.25 | 80 |  | 13.6 |  | Yes | Yes | Yes | Yes | Yes | Yes | 1007435
| Bathroom Exhaust Fans |  | Panasonic Eco Systems North America | Panasonic | RG-R811LA |  | 0 |  | 3" | Horizontal | 110 CFM | 0.25 | 90 |  | 16 |  | Yes | Yes | Yes | Yes | Yes | Yes | 1007435
| Bathroom Exhaust Fans |  | Panasonic Eco Systems North America | Panasonic | RG-R811LA |  | 0 |  | 4" | Horizontal | 110 CFM | 0.25 | 110 |  | 16.1 |  | Yes | Yes | Yes | Yes | Yes | Yes | 1007435
| Bathroom Exhaust Fans |  | Panasonic Eco Systems North America | Panasonic | RG-R811LA |  | 0 |  | 4" | Horizontal | 80 CFM | 0.1 | 80 | 0.4 | 7.1 |  | Yes | Yes | Yes | Yes | Yes | Yes | 1007435
| Bathroom Exhaust Fans |  | Panasonic Eco Systems North America | Panasonic | RG-R811LA |  | 0 |  | 3" | Horizontal | 80 CFM | 0.1 | 80 | 0.7 | 9.6 |  | Yes | Yes | Yes | Yes | Yes | Yes | 1007435
| Bathroom Exhaust Fans |  | Panasonic Eco Systems North America | Panasonic | RG-R811LA |  | 0 |  | 3" | Horizontal | 110 CFM | 0.1 | 110 | 1.5 | 18.3 |  | Yes | Yes | Yes | Yes | Yes | Yes | 1007435
| Bathroom Exhaust Fans |  | Panasonic Eco Systems North America | Panasonic | RG-R811LA |  | 0 |  | 4" | Horizontal | 80 CFM | 0.25 | 80 |  | 10.8 |  | Yes | Yes | Yes | Yes | Yes | Yes | 1007435
| Bathroom Exhaust Fans |  | Panasonic Eco Systems North America | Panasonic | RG-R811LA |  | 0 |  | 4" | Horizontal | 110 CFM | 0.1 | 110 | 1.1 | 11.6 |  | Yes | Yes | Yes | Yes | Yes | Yes | 1007435
| Bathroom Exhaust Fans |  | Panasonic Eco Systems North America | Panasonic | RG-R811LHA |  | 0 |  | 3" | Horizontal Exhaust | 80 CFM | 0.1 | 80 | 0.7 | 9.6 |  | Yes | Yes | Yes | Yes | Yes | Yes | 1007427
| Bathroom Exhaust Fans |  | Panasonic Eco Systems North America | Panasonic | RG-R811LHA |  | 0 |  | 3" | Horizontal Exhaust | 80 CFM | 0.25 | 80 |  | 13.6 |  | Yes | Yes | Yes | Yes | Yes | Yes | 1007427
| Bathroom Exhaust Fans |  | Panasonic Eco Systems North America | Panasonic | RG-R811LHA |  | 0 |  | 4" | Horizontal Exhaust | 80 CFM | 0.1 | 80 | 0.4 | 7.1 |  | Yes | Yes | Yes | Yes | Yes | Yes | 1007427
| Bathroom Exhaust Fans |  | Panasonic Eco Systems North America | Panasonic | RG-R811LHA |  | 0 |  | 4" | Horizontal Exhaust | 80 CFM | 0.25 | 80 |  | 10.8 |  | Yes | Yes | Yes | Yes | Yes | Yes | 1007427
| Bathroom Exhaust Fans |  | Panasonic Eco Systems North America | Panasonic | RG-R811LHA |  | 0 |  | 4" | Horizontal Exhaust | 110 CFM | 0.1 | 110 | 1.1 | 11.6 |  | Yes | Yes | Yes | Yes | Yes | Yes | 1007427
| Bathroom Exhaust Fans |  | Panasonic Eco Systems North America | Panasonic | RG-R811LHA |  | 0 |  | 3" | Horizontal Exhaust | 110 CFM | 0.1 | 110 | 1.5 | 18.3 |  | Yes | Yes | Yes | Yes | Yes | Yes | 1007427
| Bathroom Exhaust Fans |  | Panasonic Eco Systems North America | Panasonic | RG-R811LHA |  | 0 |  | 3" | Horizontal Exhaust | 110 CFM | 0.25 | 90 |  | 16 |  | Yes | Yes | Yes | Yes | Yes | Yes | 1007427
| Bathroom Exhaust Fans |  | Panasonic Eco Systems North America | Panasonic | RG-R811LHA |  | 0 |  | 4" | Horizontal Exhaust | 110 CFM | 0.25 | 110 |  | 16.1 |  | Yes | Yes | Yes | Yes | Yes | Yes | 1007427
| Bathroom Exhaust Fans |  | Panasonic Eco Systems North America | Panasonic | RG-S100A |  | 0 |  | 4" | Horizontal Exhaust | 100 CFM | 0.1 | 100 | 1.1 | 13.2 |  | Yes | Yes | Yes | Yes | Yes | Yes | 1007628
| Bathroom Exhaust Fans |  | Panasonic Eco Systems North America | Panasonic | RG-S100A |  | 0 |  | 4" | Horizontal Exhaust | 100 CFM | 0.25 | 99 |  | 18.3 |  | Yes | Yes | Yes | Yes | Yes | Yes | 1007628
| Bathroom Exhaust Fans |  | Panasonic Eco Systems North America | Panasonic | RG-S80LHA |  | 0 |  | 4" | Horizontal Exhaust | 80 CFM | 0.1 | 80 | 0.5 | 8.9 |  | Yes | Yes | Yes | Yes | Yes | Yes | 1007600
| Bathroom Exhaust Fans |  | Panasonic Eco Systems North America | Panasonic | RG-S80LHA |  | 0 |  | 4" | Horizontal Exhaust | 80 CFM | 0.25 | 81 |  | 13.3 |  | Yes | Yes | Yes | Yes | Yes | Yes | 1007600
| Bathroom Exhaust Fans |  | Panasonic Eco Systems North America | Panasonic | RG-T810A |  | 0 |  | 4" | Horizontal | 80 CFM | 0.25 | 81 |  | 13.3 |  | Yes | Yes | Yes | Yes | Yes | Yes | 1007440
| Bathroom Exhaust Fans |  | Panasonic Eco Systems North America | Panasonic | RG-T810A |  | 0 |  | 4" | Horizontal | 80 CFM | 0.1 | 80 | 0.5 | 8.9 |  | Yes | Yes | Yes | Yes | Yes | Yes | 1007440
| Bathroom Exhaust Fans |  | Panasonic Eco Systems North America | Panasonic | RG-T810A |  | 0 |  | 4" | Horizontal | 100 CFM | 0.25 | 99 |  | 18.3 |  | Yes | Yes | Yes | Yes | Yes | Yes | 1007440
| Bathroom Exhaust Fans |  | Panasonic Eco Systems North America | Panasonic | RG-T810A |  | 0 |  | 4" | Horizontal | 100 CFM | 0.1 | 100 | 1.1 | 13.2 |  | Yes | Yes | Yes | Yes | Yes | Yes | 1007440
| Bathroom Exhaust Fans |  | Panasonic Eco Systems North America | Panasonic | RG-T810HA |  | 0 |  | 4" | Horizontal | 80 CFM | 0.25 | 81 |  | 13.3 |  | Yes | Yes | Yes | Yes | Yes | Yes | 1007439
| Bathroom Exhaust Fans |  | Panasonic Eco Systems North America | Panasonic | RG-T810HA |  | 0 |  | 4" | Horizontal | 80 CFM | 0.1 | 80 | 0.5 | 8.9 |  | Yes | Yes | Yes | Yes | Yes | Yes | 1007439
| Bathroom Exhaust Fans |  | Panasonic Eco Systems North America | Panasonic | RG-T810HA |  | 0 |  | 4" | Horizontal | 100 CFM | 0.25 | 99 |  | 18.3 |  | Yes | Yes | Yes | Yes | Yes | Yes | 1007439
| Bathroom Exhaust Fans |  | Panasonic Eco Systems North America | Panasonic | RG-T810HA |  | 0 |  | 4" | Horizontal | 100 CFM | 0.1 | 100 | 1.1 | 13.2 |  | Yes | Yes | Yes | Yes | Yes | Yes | 1007439
| Bathroom Exhaust Fans |  | Panasonic Eco Systems North America | Panasonic | RG-T810LA |  | 0 |  | 4" | Horizontal | 80 CFM | 0.25 | 81 |  | 13.3 |  | Yes | Yes | Yes | Yes | Yes | Yes | 1007429
| Bathroom Exhaust Fans |  | Panasonic Eco Systems North America | Panasonic | RG-T810LA |  | 0 |  | 4" | Horizontal | 80 CFM | 0.1 | 80 | 0.5 | 8.9 |  | Yes | Yes | Yes | Yes | Yes | Yes | 1007429
| Bathroom Exhaust Fans |  | Panasonic Eco Systems North America | Panasonic | RG-T810LA |  | 0 |  | 4" | Horizontal | 100 CFM | 0.25 | 99 |  | 18.3 |  | Yes | Yes | Yes | Yes | Yes | Yes | 1007429
| Bathroom Exhaust Fans |  | Panasonic Eco Systems North America | Panasonic | RG-T810LA |  | 0 |  | 4" | Horizontal | 100 CFM | 0.1 | 100 | 1.1 | 13.2 |  | Yes | Yes | Yes | Yes | Yes | Yes | 1007429
| Bathroom Exhaust Fans |  | Panasonic Eco Systems North America | Panasonic | RG-T810LHA |  | 0 |  | 4" | Horizontal Exhaust | 100 CFM | 0.1 | 100 | 1.1 | 13.2 |  | Yes | Yes | Yes | Yes | Yes | Yes | 1007425
| Bathroom Exhaust Fans |  | Panasonic Eco Systems North America | Panasonic | RG-T810LHA |  | 0 |  | 4" | Horizontal Exhaust | 80 CFM | 0.1 | 80 | 0.5 | 8.9 |  | Yes | Yes | Yes | Yes | Yes | Yes | 1007425
| Bathroom Exhaust Fans |  | Panasonic Eco Systems North America | Panasonic | RG-T810LHA |  | 0 |  | 4" | Horizontal Exhaust | 100 CFM | 0.25 | 99 |  | 18.3 |  | Yes | Yes | Yes | Yes | Yes | Yes | 1007425
| Bathroom Exhaust Fans |  | Panasonic Eco Systems North America | Panasonic | RG-T810LHA |  | 0 |  | 4" | Horizontal Exhaust | 80 CFM | 0.25 | 81 |  | 13.3 |  | Yes | Yes | Yes | Yes | Yes | Yes | 1007425
| Bathroom Exhaust Fans |  | Panasonic Eco Systems North America | Panasonic Eco Solutions | RG-V80A |  | 0 |  | 4" | Horizontal Exhaust | 90 CFM | 0.1 | 90 | 1.5 | 22 |  | Yes | Yes | Yes | Yes | Yes | Yes | 1007604
| Bathroom Exhaust Fans |  | Panasonic Eco Systems North America | Panasonic Eco Solutions | RG-V80A |  | 0 |  | 4" | Horizontal Exhaust | 90 CFM | 0.25 | 75 |  | 21.4 |  | Yes | Yes | Yes | Yes | Yes | Yes | 1007604
| Bathroom Exhaust Fans |  | Panasonic Eco Systems North America | Panasonic | RG-Y811SLA |  | 0 |  | 4" | Horizontal Exhaust | 110 CFM | 0.25 | 110 |  | 15.3 | 7.1 | Yes | Yes | Yes | Yes | Yes | Yes | 1008645
| Bathroom Exhaust Fans |  | Panasonic Eco Systems North America | Panasonic | RG-Y811SLA |  | 0 |  | 4" | Horizontal Exhaust | 80 CFM | 0.1 | 80 | 0.4 | 6.7 | 11.9 | Yes | Yes | Yes | Yes | Yes | Yes | 1008645
| Bathroom Exhaust Fans |  | Panasonic Eco Systems North America | Panasonic | RG-Y811SLA |  | 0 |  | 4" | Horizontal Exhaust | 80 CFM | 0.25 | 80 |  | 10 | 8.0 | Yes | Yes | Yes | Yes | Yes | Yes | 1008645
| Bathroom Exhaust Fans |  | Panasonic Eco Systems North America | Panasonic | RG-Y811SLA |  | 0 |  | 3" | Horizontal Exhaust | 110 CFM | 0.1 | 110 | 2 | 17.6 | 6.2 | Yes | Yes | Yes | Yes | Yes | Yes | 1008645
| Bathroom Exhaust Fans |  | Panasonic Eco Systems North America | Panasonic | RG-Y811SLA |  | 0 |  | 3" | Horizontal Exhaust | 110 CFM | 0.25 | 91 |  | 15.3 | 5.9 | Yes | Yes | Yes | Yes | Yes | Yes | 1008645
| Bathroom Exhaust Fans |  | Panasonic Eco Systems North America | Panasonic | RG-Y811SLA |  | 0 |  | 3" | Horizontal Exhaust | 80 CFM | 0.1 | 80 | 0.8 | 9 | 8.8 | Yes | Yes | Yes | Yes | Yes | Yes | 1008645
| Bathroom Exhaust Fans |  | Panasonic Eco Systems North America | Panasonic | RG-Y811SLA |  | 0 |  | 3" | Horizontal Exhaust | 80 CFM | 0.25 | 80 |  | 13 | 6.1 | Yes | Yes | Yes | Yes | Yes | Yes | 1008645
| Bathroom Exhaust Fans |  | Panasonic Eco Systems North America | Panasonic | RG-Y811SLA |  | 0 |  | 4" | Horizontal Exhaust | 110 CFM | 0.1 | 110 | 1.1 | 10.9 | 10.0 | Yes | Yes | Yes | Yes | Yes | Yes | 1008645
| Bathroom Exhaust Fans |  | Panasonic Eco Systems North America | Panasonic | RG-Z811A |  | 0 |  | 4" | Horizontal Exhaust | 80 CFM | 0.1 | 80 | <0.3 | 7.7 |  | NO | Yes | Yes | Yes | Yes | Yes | 1007842
| Bathroom Exhaust Fans |  | Panasonic Eco Systems North America | Panasonic | RG-Z811A |  | 0 |  | 4" | Horizontal Exhaust | 80 CFM | 0.25 | 82 |  | 13.3 |  | NO | Yes | Yes | Yes | Yes | Yes | 1007842
| Bathroom Exhaust Fans |  | Panasonic Eco Systems North America | Panasonic | RG-Z811A |  | 0 |  | 4" | Horizontal Exhaust | 110 CFM | 0.1 | 110 | 0.7 | 12 |  | NO | Yes | Yes | Yes | Yes | Yes | 1007842
| Bathroom Exhaust Fans |  | Panasonic Eco Systems North America | Panasonic | RG-Z811A |  | 0 |  | 4" | Horizontal Exhaust | 110 CFM | 0.25 | 112 |  | 19 |  | NO | Yes | Yes | Yes | Yes | Yes | 1007842
| Inline Fans | Single-port | Reversomatic Manufacturing Ltd. | Reversomatic | RI-200 |  | 0 |  | 5" | Horizontal Exhaust | HS | 0.2 | 180 |  | 78.6 | 2.2 | NO | No | No | No | No | No | 3004670
| Inline Fans | Single-port | Reversomatic Manufacturing Ltd. | Reversomatic | RI-250 |  | 0 |  | 6" | Horizontal Exhaust | HS | 0.2 | 210 |  | 86 | 2.4 | NO | No | No | No | No | No | 3004788
| Inline Fans | Single-port | Reversomatic Manufacturing Ltd. | Reversomatic | RI-500 |  | 0 |  | 8" | Horizontal Exhaust | HS | 0.2 | 330 |  | 101 | 3.2 | NO | Yes | Yes | Yes | No | No | 3004875
| Inline Fans | Single-port | Reversomatic Manufacturing Ltd. | Reversomatic | RI150 |  | 0 |  | 4" | Horizontal Exhaust | HS | 0.2 | 150 |  | 79 | 1.8 | NO | No | No | No | No | No | 3005048
| Downdraft Kitchen Ventilators |  | Broan-NuTone LLC | Broan | RMDD3004 |  | 0 |  | 3 1/4" X 10" | Vertical | WS | 0.02 | 230 | 3 | 180 | 1.2 | NO | N/A | N/A | N/A | N/A | N/A | 1503981
| Downdraft Kitchen Ventilators |  | Broan-NuTone LLC | Broan | RMDD3004 |  | 0 |  | 3 1/4" X 10" | Vertical | HS | 0.1 | 500 | 10.5 | 336 | 1.4 | NO | N/A | N/A | N/A | N/A | N/A | 1503981
| Downdraft Kitchen Ventilators |  | Broan-NuTone LLC | Broan | RMDD3004 |  | 0 |  | 3 1/4" X 10" | Vertical | HS | 0.25 | 480 |  |  |  | NO | N/A | N/A | N/A | N/A | N/A | 1503981
| Downdraft Kitchen Ventilators |  | Broan-NuTone LLC | Broan | RMDD3604 |  | 0 |  | 3 1/4" X 10" | Vertical | HS | 0.1 | 500 | 10.5 | 336 | 1.4 | NO | N/A | N/A | N/A | N/A | N/A | 1503980
| Downdraft Kitchen Ventilators |  | Broan-NuTone LLC | Broan | RMDD3604 |  | 0 |  | 3 1/4" X 10" | Vertical | WS | 0.02 | 230 | 3 | 180 | 1.2 | NO | N/A | N/A | N/A | N/A | N/A | 1503980
| Downdraft Kitchen Ventilators |  | Broan-NuTone LLC | Broan | RMDD3604 |  | 0 |  | 3 1/4" X 10" | Vertical | HS | 0.25 | 480 |  |  |  | NO | N/A | N/A | N/A | N/A | N/A | 1503980
| Downdraft Kitchen Ventilators |  | Broan-NuTone LLC | Broan | RMDD4804 |  | 0 |  | 3 1/4" X 10" | Vertical | WS | 0.02 | 230 | 3 | 180 | 1.2 | NO | N/A | N/A | N/A | N/A | N/A | 1503982
| Downdraft Kitchen Ventilators |  | Broan-NuTone LLC | Broan | RMDD4804 |  | 0 |  | 3 1/4" X 10" | Vertical | HS | 0.1 | 500 | 10.5 | 336 | 1.4 | NO | N/A | N/A | N/A | N/A | N/A | 1503982
| Downdraft Kitchen Ventilators |  | Broan-NuTone LLC | Broan | RMDD4804 |  | 0 |  | 3 1/4" X 10" | Vertical | HS | 0.25 | 480 |  |  |  | NO | N/A | N/A | N/A | N/A | N/A | 1503982
| Inline Fans | Single-port | Reversomatic Manufacturing Ltd. | Softaire | RMF-4 |  | 0 |  | 4" | Horizontal Exhaust | HS | 0.2 | 130 |  | 22.9 | 5.6 | NO | Yes | Yes | Yes | Yes | Yes | 3004889
| Inline Fans | Single-port | Reversomatic Manufacturing Ltd. | Softaire | RMF-4 |  | 0 |  | 4" | Horizontal Exhaust | LS | 0.2 | 40 |  | 7.7 | 5.1 | NO | Yes | Yes | Yes | Yes | Yes | 3004889
| Inline Fans | Single-port | Reversomatic Manufacturing Ltd. | Softaire | RMF-5 |  | 0 |  | 5" | Horizontal Exhaust | HS | 0.2 | 180 |  | 22.9 | 7.8 | NO | Yes | Yes | Yes | Yes | Yes | 3004890
| Inline Fans | Single-port | Reversomatic Manufacturing Ltd. | Softaire | RMF-5 |  | 0 |  | 5" | Horizontal Exhaust | LS | 0.2 | 40 |  | 7.5 | 5.3 | NO | Yes | Yes | Yes | Yes | Yes | 3004890
| Inline Fans | Single-port | Reversomatic Manufacturing Ltd. | Softaire | RMF-6 |  | 0 |  | 6" | Horizontal Exhaust | HS | 0.2 | 330 |  | 59.8 | 5.5 | NO | Yes | Yes | Yes | Yes | Yes | 3004891
| Inline Fans | Single-port | Reversomatic Manufacturing Ltd. | Softaire | RMF-6 |  | 0 |  | 6" | Horizontal Exhaust | LS | 0.2 | 120 |  | 9.6 | 12.5 | NO | Yes | Yes | Yes | Yes | Yes | 3004891
| Inline Fans | Single-port | Systemair Inc. | Fantech | Rn 1 (89051) |  | 0 |  | 5" | Horizontal | HS | 0.2 | 130 |  | 20 |  | Yes | Yes | Yes | Yes | Yes | Yes | 3005081
| Bathroom Exhaust Fans |  | Broan-NuTone LLC | NuTone | RN110 |  | 0 |  | 4" | Horizontal | HS | 0.1 | 110 | 0.6 | 29.8 | 3.6 | Yes | Yes | Yes | Yes | Yes | Yes | 1003520
| Bathroom Exhaust Fans |  | Broan-NuTone LLC | NuTone | RN110 |  | 0 |  | 4" | Horizontal | HS | 0.25 | 91 |  |  |  | Yes | Yes | Yes | Yes | Yes | Yes | 1003520
| Inline Fans | Single-port | Spruce Environmental Technologies Inc. | Homeaire | RN145 |  | 0 |  | 4" | Horizontal | HS | 0.2 | 150 |  | 71 |  | NO | No | No | No | No | No | 3004861
| Inline Fans | Single-port | Spruce Environmental Technologies Inc. | Homeaire | RN145 |  | 0 |  | 4" | Horizontal | HS | 0.5 | 123 |  | 68.8 |  | NO | No | No | No | No | No | 3004861
| Inline Fans | Single-port | Spruce Environmental Technologies Inc. | Homeaire | RN145 |  | 0 |  | 4" | Horizontal | HS | 1 | 84 |  | 63.1 |  | NO | No | No | No | No | No | 3004861
| Inline Fans | Single-port | Systemair Inc. | Fantech | Rn2 (89052) |  | 0 |  | 5" | Horizontal | HS | 0.2 | 150 |  | 59 |  | NO | No | No | No | No | No | 3005195
| Inline Fans | Single-port | Systemair Inc. | Fantech | Rn2 EC (99927) |  | 0 |  | 4" | Horizontal | HS | 0.2 | 160 |  | 53 |  | NO | Yes | Yes | Yes | No | No | 3005171
| Inline Fans | Single-port | Spruce Environmental Technologies Inc. | Homeaire | RN265 |  | 0 |  | 6" | Horizontal | HS | 0.5 | 241 |  | 122 |  | NO | No | No | No | No | No | 3004857
| Inline Fans | Single-port | Spruce Environmental Technologies Inc. | Homeaire | RN265 |  | 0 |  | 6" | Horizontal | HS | 1 | 174 |  | 120 |  | NO | No | No | No | No | No | 3004857
| Inline Fans | Single-port | Spruce Environmental Technologies Inc. | Homeaire | RN265 |  | 0 |  | 6" | Horizontal | HS | 0.2 | 290 |  | 121 |  | NO | No | No | No | No | No | 3004857
| Inline Fans | Single-port | Systemair Inc. | Fantech | Rn2X (498100) |  | 0 |  | 6" | Horizontal | HS | 0.2 | 280 |  | 67 |  | NO | Yes | Yes | Yes | Yes | Yes | 3005144
| Inline Fans | Single-port | Systemair Inc. | Fantech | Rn3 (89053) |  | 0 |  | 6" | Horizontal | HS | 0.2 | 310 |  | 128 |  | NO | No | No | No | No | No | 3005175
| Inline Fans | Single-port | Systemair Inc. | Fantech | Rn4EC-3 |  | 0 |  | 3" | Horizontal Exhaust | HS | 0.2 | 210 |  | 173 |  | NO | No | No | No | No | No | 3004786
| Inline Fans | Single-port | Systemair Inc. | Fantech | Rn4EC-3 |  | 0 |  | 3" | Horizontal Exhaust | HS | 4.5 | 36 |  | 146 |  | NO | No | No | No | No | No | 3004786
| Inline Fans | Single-port | Systemair Inc. | Fantech | Rn4EC-3 |  | 0 |  | 3" | Horizontal Exhaust | MS | 0.2 | 180 |  | 126 |  | NO | No | No | No | No | No | 3004786
| Inline Fans | Single-port | Systemair Inc. | Fantech | Rn4EC-3 |  | 0 |  | 3" | Horizontal Exhaust | MS | 3.19 | 29 |  | 88 |  | NO | No | No | No | No | No | 3004786
| Inline Fans | Single-port | Systemair Inc. | Fantech | Rn4EC-3 |  | 0 |  | 3" | Horizontal Exhaust | LS | 0.2 | 130 |  | 57 |  | NO | No | No | No | No | No | 3004786
| Inline Fans | Single-port | Systemair Inc. | Fantech | Rn4EC-3 |  | 0 |  | 3" | Horizontal Exhaust | LS | 1.75 | 20 |  | 40 |  | NO | No | No | No | No | No | 3004786
| Inline Fans | Single-port | Systemair Inc. | Fantech | Rn4EC-4 |  | 0 |  | 4" | Horizontal Exhaust | HS | 0.2 | 320 |  | 174 |  | NO | No | No | No | No | No | 3004785
| Inline Fans | Single-port | Systemair Inc. | Fantech | Rn4EC-4 |  | 0 |  | 4" | Horizontal Exhaust | HS | 4.5 | 39 |  | 141 |  | NO | No | No | No | No | No | 3004785
| Inline Fans | Single-port | Systemair Inc. | Fantech | Rn4EC-4 |  | 0 |  | 4" | Horizontal Exhaust | MS | 0.2 | 300 |  | 135 |  | NO | No | No | No | No | No | 3004785
| Inline Fans | Single-port | Systemair Inc. | Fantech | Rn4EC-4 |  | 0 |  | 4" | Horizontal Exhaust | MS | 3.14 | 31 |  | 84 |  | NO | No | No | No | No | No | 3004785
| Inline Fans | Single-port | Systemair Inc. | Fantech | Rn4EC-4 |  | 0 |  | 4" | Horizontal Exhaust | LS | 0.2 | 210 |  | 52 |  | NO | No | No | No | No | No | 3004785
| Inline Fans | Single-port | Systemair Inc. | Fantech | Rn4EC-4 |  | 0 |  | 4" | Horizontal Exhaust | LS | 1.56 | 20 |  | 33 |  | NO | No | No | No | No | No | 3004785
| Inline Fans | Single-port | Spruce Environmental Technologies Inc. | RadonAway | RP140 |  | 0 |  | 4" | Horizontal Exhaust | HS | 0.5 | 66 |  | 20 |  | NO | Yes | Yes | Yes | Yes | Yes | 3005161
| Inline Fans | Single-port | Spruce Environmental Technologies Inc. | RadonAway | RP140 |  | 0 |  | 4" | Horizontal Exhaust | HS | 0.2 | 110 |  | 21 |  | NO | Yes | Yes | Yes | Yes | Yes | 3005161
| Inline Fans | Single-port | Spruce Environmental Technologies Inc. | RadonAway | RP140C |  | 0 |  | 4" | Horizontal | HS | 0.5 | 66 |  | 20 |  | Yes | Yes | Yes | Yes | Yes | Yes | 3005240
| Inline Fans | Single-port | Spruce Environmental Technologies Inc. | RadonAway | RP140C |  | 0 |  | 4" | Horizontal | HS | 0.2 | 110 |  | 21 |  | Yes | Yes | Yes | Yes | Yes | Yes | 3005240
| Inline Fans | Single-port | Spruce Environmental Technologies Inc. | RadonAway | RP145 |  | 0 |  | 4" | Horizontal | HS | 0.2 | 150 |  | 62.1 |  | NO | No | No | No | No | No | 3004880
| Inline Fans | Single-port | Spruce Environmental Technologies Inc. | RadonAway | RP145 |  | 0 |  | 4" | Horizontal | HS | 0.5 | 124 |  | 60.6 |  | NO | No | No | No | No | No | 3004880
| Inline Fans | Single-port | Spruce Environmental Technologies Inc. | RadonAway | RP145 |  | 0 |  | 4" | Horizontal | HS | 1 | 81 |  | 54.8 |  | NO | No | No | No | No | No | 3004880
| Inline Fans | Single-port | Spruce Environmental Technologies Inc. | RadonAway | RP145C |  | 0 |  | 4" | Horizontal | HS | 0.2 | 150 |  | 71 |  | NO | No | No | No | No | No | 3004871
| Inline Fans | Single-port | Spruce Environmental Technologies Inc. | RadonAway | RP145C |  | 0 |  | 4" | Horizontal | HS | 0.5 | 123 |  | 68.8 |  | NO | No | No | No | No | No | 3004871
| Inline Fans | Single-port | Spruce Environmental Technologies Inc. | RadonAway | RP145C |  | 0 |  | 4" | Horizontal | HS | 1 | 84 |  | 63.1 |  | NO | No | No | No | No | No | 3004871
| Inline Fans | Single-port | Spruce Environmental Technologies Inc. | RadonAway | RP260 |  | 0 |  | 6" | Horizontal | HS | 0.2 | 210 |  | 65 |  | NO | Yes | Yes | Yes | No | No | 3004545
| Inline Fans | Single-port | Spruce Environmental Technologies Inc. | RadonAway | RP260C |  | 0 |  | 6" | Horizontal | HS | 0.2 | 210 |  | 65 |  | NO | Yes | Yes | Yes | No | No | 3004546
| Inline Fans | Single-port | Spruce Environmental Technologies Inc. | RadonAway | RP265 |  | 0 |  | 6" | Horizontal | HS | 0.5 | 282 |  | 139 |  | NO | No | No | No | No | No | 3004644
| Inline Fans | Single-port | Spruce Environmental Technologies Inc. | RadonAway | RP265 |  | 0 |  | 6" | Horizontal | HS | 0.2 | 340 |  | 138 |  | NO | No | No | No | No | No | 3004644
| Inline Fans | Single-port | Spruce Environmental Technologies Inc. | RadonAway | RP265 |  | 0 |  | 6" | Horizontal | HS | 1 | 204 |  | 136 |  | NO | No | No | No | No | No | 3004644
| Inline Fans | Single-port | Spruce Environmental Technologies Inc. | RadonAway | RP265C |  | 0 |  | 6" | Horizontal | HS | 0.5 | 241 |  | 122 |  | NO | No | No | No | No | No | 3004856
| Inline Fans | Single-port | Spruce Environmental Technologies Inc. | RadonAway | RP265C |  | 0 |  | 6" | Horizontal | HS | 1 | 174 |  | 120 |  | NO | No | No | No | No | No | 3004856
| Inline Fans | Single-port | Spruce Environmental Technologies Inc. | RadonAway | RP265C |  | 0 |  | 6" | Horizontal | HS | 0.2 | 290 |  | 121 |  | NO | No | No | No | No | No | 3004856
| Inline Fans | Single-port | Spruce Environmental Technologies Inc. | RadonAway | RP380 |  | 0 |  | 8" | Horizontal | HS | 1 | 347 |  | 145 |  | NO | Yes | Yes | Yes | Yes | Yes | 3005122
| Inline Fans | Single-port | Spruce Environmental Technologies Inc. | RadonAway | RP380 |  | 0 |  | 8" | Horizontal | HS | 0.5 | 461 |  | 138 |  | NO | Yes | Yes | Yes | Yes | Yes | 3005122
| Inline Fans | Single-port | Spruce Environmental Technologies Inc. | RadonAway | RP380 |  | 0 |  | 8" | Horizontal | HS | 0.2 | 510 |  | 131 |  | NO | Yes | Yes | Yes | Yes | Yes | 3005122
| Kitchen Range Hoods | Microwave | National Quality Products, LLC | CONTOURE | RV-450BK-OTR | 30 | 0 |  | 3 1/4" X 10" | Horizontal | WS | 0.025 | 100 | 2.5 |  |  | NO | N/A | N/A | N/A | N/A | N/A | 4507433
| Kitchen Range Hoods | Microwave | National Quality Products, LLC | CONTOURE | RV-450BK-OTR | 30 | 0 |  | 3 1/4" X 10" | Vertical | WS | 0.019 | 110 | 1.5 |  |  | NO | N/A | N/A | N/A | N/A | N/A | 4507433
| Kitchen Range Hoods | Microwave | National Quality Products, LLC | CONTOURE | RV-450BK-OTR | 30 | 0 |  | 3 1/4" X 10" | Vertical | HS | 0.1 | 240 | 6 |  |  | NO | N/A | N/A | N/A | N/A | N/A | 4507433
| Kitchen Range Hoods | Microwave | National Quality Products, LLC | CONTOURE | RV-450BK-OTR | 30 | 0 |  | 3 1/4" X 10" | Horizontal | HS | 0.1 | 210 | 7 |  |  | NO | N/A | N/A | N/A | N/A | N/A | 4507433
| Kitchen Range Hoods | Microwave | National Quality Products, LLC | CONTOURE | RV-500-OTR | 30 | 0 |  | 3 1/4" X 10" | Horizontal Exhaust | HS | 0.1 | 210 | 7 |  |  | NO | N/A | N/A | N/A | N/A | N/A | 4507354
| Kitchen Range Hoods | Microwave | National Quality Products, LLC | CONTOURE | RV-500-OTR | 30 | 0 |  | 3 1/4" X 10" | Horizontal Exhaust | WS | 0.025 | 100 | 2.5 |  |  | NO | N/A | N/A | N/A | N/A | N/A | 4507354
| Kitchen Range Hoods | Microwave | National Quality Products, LLC | CONTOURE | RV-500-OTR | 30 | 0 |  | 3 1/4" X 10" | Vertical Exhaust | HS | 0.1 | 240 | 6 |  |  | NO | N/A | N/A | N/A | N/A | N/A | 4507354
| Kitchen Range Hoods | Microwave | National Quality Products, LLC | CONTOURE | RV-500-OTR | 30 | 0 |  | 3 1/4" X 10" | Vertical Exhaust | WS | 0.019 | 110 | 1.5 |  |  | NO | N/A | N/A | N/A | N/A | N/A | 4507354
| Kitchen Range Hoods | Microwave | National Quality Products, LLC | CONTOURE | RV-588-OTR | 30 | 0 |  | 3 1/4" X 10" | Horizontal | WS | 0.025 | 100 | 2.5 |  |  | NO | N/A | N/A | N/A | N/A | N/A | 4507434
| Kitchen Range Hoods | Microwave | National Quality Products, LLC | CONTOURE | RV-588-OTR | 30 | 0 |  | 3 1/4" X 10" | Vertical | WS | 0.019 | 110 | 1.5 |  |  | NO | N/A | N/A | N/A | N/A | N/A | 4507434
| Kitchen Range Hoods | Microwave | National Quality Products, LLC | CONTOURE | RV-588-OTR | 30 | 0 |  | 3 1/4" X 10" | Vertical | HS | 0.1 | 240 | 6 |  |  | NO | N/A | N/A | N/A | N/A | N/A | 4507434
| Kitchen Range Hoods | Microwave | National Quality Products, LLC | CONTOURE | RV-588-OTR | 30 | 0 |  | 3 1/4" X 10" | Horizontal | HS | 0.1 | 210 | 7 |  |  | NO | N/A | N/A | N/A | N/A | N/A | 4507434
| Inline Fans | Single-port | Spruce Environmental Technologies Inc. | Spruce | RV100 |  | 0 |  | 4" | Horizontal | HS | 0.2 | 90 |  |  |  | NO | No | No | No | No | No | 3004881
| Inline Fans | Single-port | Spruce Environmental Technologies Inc. | Spruce | RV100 |  | 0 |  | 4" | Horizontal | HS | 0.5 | 66 |  |  |  | NO | No | No | No | No | No | 3004881
| Inline Fans | Single-port | Spruce Environmental Technologies Inc. | Spruce | RV100 |  | 0 |  | 4" | Horizontal | HS | 1 | 15 |  |  |  | NO | No | No | No | No | No | 3004881
| Inline Fans | Single-port | Spruce Environmental Technologies Inc. | Spruce | RV125 |  | 0 |  | 4" | Horizontal | HS | 0.2 | 110 |  |  |  | NO | No | No | No | No | No | 3004867
| Inline Fans | Single-port | Spruce Environmental Technologies Inc. | Spruce | RV125 |  | 0 |  | 4" | Horizontal | HS | 0.5 | 95 |  |  |  | NO | No | No | No | No | No | 3004867
| Inline Fans | Single-port | Spruce Environmental Technologies Inc. | Spruce | RV125 |  | 0 |  | 4" | Horizontal | HS | 1 | 65 |  |  |  | NO | No | No | No | No | No | 3004867
| Inline Fans | Single-port | Spruce Environmental Technologies Inc. | Spruce | RV150 |  | 0 |  | 4" | Horizontal Exhaust | HS | 0.2 | 130 |  | 66 |  | NO | No | No | No | No | No | 3004787
| Inline Fans | Single-port | Spruce Environmental Technologies Inc. | Spruce | RV150 |  | 0 |  | 4" | Horizontal Exhaust | HS | 0.5 | 109 |  | 65 |  | NO | No | No | No | No | No | 3004787
| Inline Fans | Single-port | Spruce Environmental Technologies Inc. | Spruce | RV150 |  | 0 |  | 4" | Horizontal Exhaust | HS | 1 | 70 |  | 60 |  | NO | No | No | No | No | No | 3004787
| Inline Fans | Single-port | Spruce Environmental Technologies Inc. | Spruce | RV200 |  | 0 |  | 6" | Horizontal | HS | 0.2 | 160 |  | 54.5 |  | NO | Yes | Yes | Yes | No | No | 3004847
| Inline Fans | Single-port | Spruce Environmental Technologies Inc. | Spruce | RV200 |  | 0 |  | 6" | Horizontal | HS | 0.5 | 139 |  | 54.5 |  | NO | Yes | Yes | Yes | No | No | 3004847
| Inline Fans | Single-port | Spruce Environmental Technologies Inc. | Spruce | RV200 |  | 0 |  | 6" | Horizontal | HS | 1 | 78 |  | 49 |  | NO | Yes | Yes | Yes | No | No | 3004847
| Remote Exterior Mounted Ventilators (REMV) |  | Systemair Inc. | Fantech | RVF 4 (40040) |  | 0 |  | 4" | Direct | HS | 0.1 | 120 |  | 19 |  | NO | No | No | No | No | No | 6000153
| Remote Exterior Mounted Ventilators (REMV) | Type B | Systemair Inc. | Fantech | RVF 4XL (40041) |  | 0 |  | 4" | Direct | HS | 0.1 | 170 |  | 66 |  | NO | No | No | No | No | No | 6000146
| Remote Exterior Mounted Ventilators (REMV) | Type B | Systemair Inc. | Fantech | RVF 6 (40042) |  | 0 |  | 6" | Direct | HS | 0.1 | 230 |  | 66 |  | NO | No | No | No | No | No | 6000147
| Remote Exterior Mounted Ventilators (REMV) | Type B | Systemair Inc. | Fantech | RVF 6XL (40043) |  | 0 |  | 6" | Direct | HS | 0.1 | 410 |  | 121 |  | NO | No | No | No | No | No | 6000148
| Remote Exterior Mounted Ventilators (REMV) |  | Systemair Inc. | Fantech | RVF 8XL (40044) |  | 0 |  | 8" | Direct | HS | 0.1 | 430 |  | 130 |  | NO | No | No | No | No | No | 6000154
| Bathroom Exhaust Fans |  | GTR Technologies Inc. | ReVent | RVHL80110 |  | 0 |  | 4" | Horizontal Exhaust | 80 CFM | 0.25 | 68 |  | 19.8 |  | NO | Yes | Yes | Yes | Yes | Yes | 1008712
| Bathroom Exhaust Fans |  | GTR Technologies Inc. | ReVent | RVHL80110 |  | 0 |  | 4" | Horizontal Exhaust | 110 CFM | 0.25 | 93 |  | 25.8 |  | NO | Yes | Yes | Yes | Yes | Yes | 1008712
| Bathroom Exhaust Fans |  | GTR Technologies Inc. | ReVent | RVHL80110 |  | 0 |  | 4" | Horizontal Exhaust | 80 CFM | 0.1 | 80 | 0.7 | 20.6 |  | NO | Yes | Yes | Yes | Yes | Yes | 1008712
| Bathroom Exhaust Fans |  | GTR Technologies Inc. | ReVent | RVHL80110 |  | 0 |  | 4" | Horizontal Exhaust | 110 CFM | 0.1 | 110 | 1.5 | 26.4 |  | NO | Yes | Yes | Yes | Yes | Yes | 1008712
| Bathroom Exhaust Fans |  | GTR Technologies Inc. | ReVent | RVL110 |  | 0 |  | 4" | Horizontal Exhaust | 110 CFM | 0.1 | 110 | 1.2 | 10.2 |  | Yes | Yes | Yes | Yes | Yes | Yes | 1008685
| Bathroom Exhaust Fans |  | GTR Technologies Inc. | ReVent | RVL110 |  | 0 |  | 4" | Horizontal Exhaust | 110 CFM | 0.25 | 110 |  | 16.3 |  | Yes | Yes | Yes | Yes | Yes | Yes | 1008685
| Bathroom Exhaust Fans |  | GTR Technologies Inc. | ReVent | RVL150 |  | 0 |  | 6" | Horizontal | HS | 0.1 | 150 | 1.2 | 37.5 |  | Yes | Yes | Yes | Yes | Yes | Yes | 1006762
| Bathroom Exhaust Fans |  | GTR Technologies Inc. | ReVent | RVL150 |  | 0 |  | 6" | Horizontal | HS | 0.25 | 111 |  | 36.7 |  | Yes | Yes | Yes | Yes | Yes | Yes | 1006762
| Bathroom Exhaust Fans |  | GTR Technologies Inc. | ReVent | RVL50 |  | 0 |  | 4" | Horizontal | HS | 0.1 | 50 | 1.1 | 6.6 |  | Yes | Yes | Yes | Yes | Yes | Yes | 1008308
| Bathroom Exhaust Fans |  | GTR Technologies Inc. | ReVent | RVL50 |  | 0 |  | 4" | Horizontal | HS | 0.25 | 47 |  | 12.9 |  | Yes | Yes | Yes | Yes | Yes | Yes | 1008308
| Bathroom Exhaust Fans |  | GTR Technologies Inc. | ReVent | RVL70 |  | 0 |  | 4" | Horizontal Exhaust | 70 CFM | 0.1 | 70 | 2 | 9.3 |  | Yes | Yes | Yes | Yes | Yes | Yes | 1008531
| Bathroom Exhaust Fans |  | GTR Technologies Inc. | ReVent | RVL70 |  | 0 |  | 4" | Horizontal Exhaust | 70 CFM | 0.25 | 70 |  | 16.5 |  | Yes | Yes | Yes | Yes | Yes | Yes | 1008531
| Bathroom Exhaust Fans |  | GTR Technologies Inc. | ReVent | RVL80 |  | 0 |  | 4" | Horizontal | HS | 0.1 | 80 | 0.8 | 20 |  | Yes | Yes | Yes | Yes | Yes | Yes | 1006406
| Bathroom Exhaust Fans |  | GTR Technologies Inc. | ReVent | RVL80 |  | 0 |  | 4" | Horizontal | HS | 0.25 | 63 |  | 19.5 |  | Yes | Yes | Yes | Yes | Yes | Yes | 1006406
| Bathroom Exhaust Fans |  | GTR Technologies Inc. | ReVent | RVLH110 |  | 0 |  | 4" | Horizontal | 110 CFM | 0.25 | 110 |  | 16.3 |  | Yes | Yes | Yes | Yes | Yes | Yes | 1008701
| Bathroom Exhaust Fans |  | GTR Technologies Inc. | ReVent | RVLH110 |  | 0 |  | 4" | Horizontal | 110 CFM | 0.1 | 110 | 1.2 | 10.2 |  | Yes | Yes | Yes | Yes | Yes | Yes | 1008701
| Bathroom Exhaust Fans |  | GTR Technologies Inc. | ReVent | RVLH150 |  | 0 |  | 6" | Horizontal | HS | 0.25 | 111 |  | 36.7 |  | Yes | Yes | Yes | Yes | Yes | Yes | 1006763
| Bathroom Exhaust Fans |  | GTR Technologies Inc. | ReVent | RVLH150 |  | 0 |  | 6" | Horizontal | HS | 0.1 | 150 | 1.2 | 37.5 |  | Yes | Yes | Yes | Yes | Yes | Yes | 1006763
| Bathroom Exhaust Fans |  | GTR Technologies Inc. | ReVent | RVLH50 |  | 0 |  | 4" | Horizontal | HS | 0.25 | 47 |  | 12.9 |  | Yes | Yes | Yes | Yes | Yes | Yes | 1008413
| Bathroom Exhaust Fans |  | GTR Technologies Inc. | ReVent | RVLH50 |  | 0 |  | 4" | Horizontal | HS | 0.1 | 50 | 1.1 | 6.6 |  | Yes | Yes | Yes | Yes | Yes | Yes | 1008413
| Bathroom Exhaust Fans |  | GTR Technologies Inc. | ReVent | RVLH70 |  | 0 |  | 4" | Horizontal | 70 CFM | 0.25 | 70 |  | 16.5 |  | Yes | Yes | Yes | Yes | Yes | Yes | 1008544
| Bathroom Exhaust Fans |  | GTR Technologies Inc. | ReVent | RVLH70 |  | 0 |  | 4" | Horizontal | 70 CFM | 0.1 | 70 | 2 | 9.3 |  | Yes | Yes | Yes | Yes | Yes | Yes | 1008544
| Bathroom Exhaust Fans |  | GTR Technologies Inc. | ReVent | RVLH80 |  | 0 |  | 4" | Horizontal | HS | 0.1 | 80 | 0.8 | 20 |  | Yes | Yes | Yes | Yes | Yes | Yes | 1006953
| Bathroom Exhaust Fans |  | GTR Technologies Inc. | ReVent | RVLH80 |  | 0 |  | 4" | Horizontal | HS | 0.25 | 63 |  | 19.5 |  | Yes | Yes | Yes | Yes | Yes | Yes | 1006953
| Bathroom Exhaust Fans |  | GTR Technologies Inc. | ReVent | RVM80 |  | 0 |  | 4" | Horizontal | HS | 0.1 | 80 | 0.9 | 20.5 |  | Yes | Yes | Yes | Yes | Yes | Yes | 1006851
| Bathroom Exhaust Fans |  | GTR Technologies Inc. | ReVent | RVM80 |  | 0 |  | 4" | Horizontal | HS | 0.25 | 63 |  | 20.2 |  | Yes | Yes | Yes | Yes | Yes | Yes | 1006851
| Bathroom Exhaust Fans |  | GTR Technologies Inc. | ReVent | RVP50-ES |  | 0 |  | 3" | Horizontal | HS | 0.1 | 50 | 2 | 7.4 |  | Yes | Yes | Yes | Yes | Yes | Yes | 1008307
| Bathroom Exhaust Fans |  | GTR Technologies Inc. | ReVent | RVP50-ES |  | 0 |  | 3" | Horizontal | HS | 0.25 | 50 |  | 10.8 |  | Yes | Yes | Yes | Yes | Yes | Yes | 1008307
| Bathroom Exhaust Fans |  | GTR Technologies Inc. | ReVent | RVPR80 |  | 0 |  | 4" | Horizontal | HS | 0.25 | 63 |  | 19.6 |  | Yes | Yes | Yes | Yes | Yes | Yes | 1007903
| Bathroom Exhaust Fans |  | GTR Technologies Inc. | ReVent | RVPR80 |  | 0 |  | 4" | Horizontal | HS | 0.1 | 80 | 0.7 | 19.9 |  | Yes | Yes | Yes | Yes | Yes | Yes | 1007903
| Bathroom Exhaust Fans |  | GTR Technologies Inc. | ReVent | RVRL5080 |  | 0 |  | 4" | Horizontal | LS | 0.1 | 50 | <0.3 | 19.2 |  | Yes | Yes | Yes | Yes | Yes | Yes | 1007837
| Bathroom Exhaust Fans |  | GTR Technologies Inc. | ReVent | RVRL5080 |  | 0 |  | 4" | Horizontal | LS | 0.25 | 35 |  | 18.2 |  | Yes | Yes | Yes | Yes | Yes | Yes | 1007837
| Bathroom Exhaust Fans |  | GTR Technologies Inc. | ReVent | RVRL5080 |  | 0 |  | 4" | Horizontal | HS | 0.1 | 80 | 0.9 | 25.2 |  | Yes | Yes | Yes | Yes | Yes | Yes | 1007837
| Bathroom Exhaust Fans |  | GTR Technologies Inc. | ReVent | RVRL5080 |  | 0 |  | 4" | Horizontal | HS | 0.25 | 62 |  | 24.4 |  | Yes | Yes | Yes | Yes | Yes | Yes | 1007837
| Bathroom Exhaust Fans |  | GTR Technologies Inc. | ReVent | RVS110 |  | 0 |  | 4" | Horizontal Exhaust | 110 CFM | 0.1 | 110 | 0.8 | 9.3 |  | Yes | Yes | Yes | Yes | Yes | Yes | 1008681
| Bathroom Exhaust Fans |  | GTR Technologies Inc. | ReVent | RVS110 |  | 0 |  | 4" | Horizontal Exhaust | 110 CFM | 0.25 | 110 |  | 15.5 |  | Yes | Yes | Yes | Yes | Yes | Yes | 1008681
| Bathroom Exhaust Fans |  | GTR Technologies Inc. | ReVent | RVS150 |  | 0 |  | 6" | Horizontal | HS | 0.1 | 150 | 1.3 | 37.5 |  | Yes | Yes | Yes | Yes | Yes | Yes | 1006764
| Bathroom Exhaust Fans |  | GTR Technologies Inc. | ReVent | RVS150 |  | 0 |  | 6" | Horizontal | HS | 0.25 | 116 |  | 36.7 |  | Yes | Yes | Yes | Yes | Yes | Yes | 1006764
| Bathroom Exhaust Fans |  | GTR Technologies Inc. | ReVent | RVS50 |  | 0 |  | 4" | Horizontal | HS | 0.25 | 50 |  | 10.7 |  | Yes | Yes | Yes | Yes | Yes | Yes | 1008309
| Bathroom Exhaust Fans |  | GTR Technologies Inc. | ReVent | RVS50 |  | 0 |  | 4" | Horizontal | HS | 0.1 | 50 | 1 | 5.5 |  | Yes | Yes | Yes | Yes | Yes | Yes | 1008309
| Bathroom Exhaust Fans |  | GTR Technologies Inc. | ReVent | RVS70 |  | 0 |  | 4" | Horizontal Exhaust | 70 CFM | 0.1 | 70 | 2 | 9.5 |  | Yes | Yes | Yes | Yes | Yes | Yes | 1008532
| Bathroom Exhaust Fans |  | GTR Technologies Inc. | ReVent | RVS70 |  | 0 |  | 4" | Horizontal Exhaust | 70 CFM | 0.25 | 70 |  | 17.3 |  | Yes | Yes | Yes | Yes | Yes | Yes | 1008532
| Bathroom Exhaust Fans |  | GTR Technologies Inc. | ReVent | RVS80 |  | 0 |  | 4" | Horizontal Exhaust | 80 CFM | 0.1 | 80 | 0.6 | 6.6 |  | Yes | Yes | Yes | Yes | Yes | Yes | 1008680
| Bathroom Exhaust Fans |  | GTR Technologies Inc. | ReVent | RVS80 |  | 0 |  | 4" | Horizontal Exhaust | 80 CFM | 0.25 | 80 |  | 12.2 |  | Yes | Yes | Yes | Yes | Yes | Yes | 1008680
| Bathroom Exhaust Fans |  | GTR Technologies Inc. | ReVent | RVS80110 |  | 0 |  | 4" | Horizontal Exhaust | 80 CFM | 0.1 | 80 | <0.3 | 5.1 |  | Yes | Yes | Yes | Yes | Yes | Yes | 1008682
| Bathroom Exhaust Fans |  | GTR Technologies Inc. | ReVent | RVS80110 |  | 0 |  | 4" | Horizontal Exhaust | 80 CFM | 0.25 | 80 |  | 9.6 |  | Yes | Yes | Yes | Yes | Yes | Yes | 1008682
| Bathroom Exhaust Fans |  | GTR Technologies Inc. | ReVent | RVS80110 |  | 0 |  | 4" | Horizontal Exhaust | 110 CFM | 0.1 | 110 | 0.9 | 9.7 |  | Yes | Yes | Yes | Yes | Yes | Yes | 1008682
| Bathroom Exhaust Fans |  | GTR Technologies Inc. | ReVent | RVS80110 |  | 0 |  | 4" | Horizontal Exhaust | 110 CFM | 0.25 | 110 |  | 15.5 |  | Yes | Yes | Yes | Yes | Yes | Yes | 1008682
| Bathroom Exhaust Fans |  | GTR Technologies Inc. | ReVent | RVSC8095110 |  | 0 |  | 4" | Horizontal Exhaust | 80 CFM | 0.1 | 80 | 0.3 | 5.7 |  | Yes | Yes | Yes | Yes | Yes | Yes | 1008586
| Bathroom Exhaust Fans |  | GTR Technologies Inc. | ReVent | RVSC8095110 |  | 0 |  | 4" | Horizontal Exhaust | 110 CFM | 0.1 | 110 | 1 | 9.8 |  | Yes | Yes | Yes | Yes | Yes | Yes | 1008586
| Bathroom Exhaust Fans |  | GTR Technologies Inc. | ReVent | RVSC8095110 |  | 0 |  | 4" | Horizontal Exhaust | 110 CFM | 0.25 | 110 |  | 15.8 |  | Yes | Yes | Yes | Yes | Yes | Yes | 1008586
| Bathroom Exhaust Fans |  | GTR Technologies Inc. | ReVent | RVSC8095110 |  | 0 |  | 4" | Horizontal Exhaust | 95 CFM | 0.1 | 95 | 0.5 | 7.4 |  | Yes | Yes | Yes | Yes | Yes | Yes | 1008586
| Bathroom Exhaust Fans |  | GTR Technologies Inc. | ReVent | RVSC8095110 |  | 0 |  | 4" | Horizontal Exhaust | 95 CFM | 0.25 | 95 |  | 12.1 |  | Yes | Yes | Yes | Yes | Yes | Yes | 1008586
| Bathroom Exhaust Fans |  | GTR Technologies Inc. | ReVent | RVSC8095110 |  | 0 |  | 4" | Horizontal Exhaust | 80 CFM | 0.25 | 80 |  | 9.9 |  | Yes | Yes | Yes | Yes | Yes | Yes | 1008586
| Bathroom Exhaust Fans |  | GTR Technologies Inc. | ReVent | RVSC8095110 |  | 0 |  | 4" | Horizontal Exhaust | 30 CFM | 0.1 | 30 | <0.3 | 3 |  | Yes | Yes | Yes | Yes | Yes | Yes | 1008586
| Bathroom Exhaust Fans |  | GTR Technologies Inc. | ReVent | RVSH110 |  | 0 |  | 4" | Horizontal | 110 CFM | 0.25 | 110 |  | 15.5 |  | Yes | Yes | Yes | Yes | Yes | Yes | 1008686
| Bathroom Exhaust Fans |  | GTR Technologies Inc. | ReVent | RVSH110 |  | 0 |  | 4" | Horizontal | 110 CFM | 0.1 | 110 | 0.8 | 9.3 |  | Yes | Yes | Yes | Yes | Yes | Yes | 1008686
| Bathroom Exhaust Fans |  | GTR Technologies Inc. | ReVent | RVSH150 |  | 0 |  | 6" | Horizontal | HS | 0.25 | 116 |  | 36.7 |  | Yes | Yes | Yes | Yes | Yes | Yes | 1006765
| Bathroom Exhaust Fans |  | GTR Technologies Inc. | ReVent | RVSH150 |  | 0 |  | 6" | Horizontal | HS | 0.1 | 150 | 1.3 | 37.5 |  | Yes | Yes | Yes | Yes | Yes | Yes | 1006765
| Bathroom Exhaust Fans |  | GTR Technologies Inc. | ReVent | RVSH50 |  | 0 |  | 4" | Horizontal | HS | 0.25 | 50 |  | 10.7 |  | Yes | Yes | Yes | Yes | Yes | Yes | 1008414
| Bathroom Exhaust Fans |  | GTR Technologies Inc. | ReVent | RVSH50 |  | 0 |  | 4" | Horizontal | HS | 0.1 | 50 | 1 | 5.5 |  | Yes | Yes | Yes | Yes | Yes | Yes | 1008414
| Bathroom Exhaust Fans |  | GTR Technologies Inc. | ReVent | RVSH70 |  | 0 |  | 4" | Horizontal | 70 CFM | 0.25 | 70 |  | 17.3 |  | Yes | Yes | Yes | Yes | Yes | Yes | 1008543
| Bathroom Exhaust Fans |  | GTR Technologies Inc. | ReVent | RVSH70 |  | 0 |  | 4" | Horizontal | 70 CFM | 0.1 | 70 | 2 | 9.5 |  | Yes | Yes | Yes | Yes | Yes | Yes | 1008543
| Bathroom Exhaust Fans |  | GTR Technologies Inc. | ReVent | RVSH80 |  | 0 |  | 4" | Horizontal | 80 CFM | 0.25 | 80 |  | 12.2 |  | Yes | Yes | Yes | Yes | Yes | Yes | 1008683
| Bathroom Exhaust Fans |  | GTR Technologies Inc. | ReVent | RVSH80 |  | 0 |  | 4" | Horizontal | 80 CFM | 0.1 | 80 | 0.6 | 6.6 |  | Yes | Yes | Yes | Yes | Yes | Yes | 1008683
| Bathroom Exhaust Fans |  | GTR Technologies Inc. | ReVent | RVSH80110 |  | 0 |  | 4" | Horizontal | 110 CFM | 0.25 | 110 |  | 15.5 |  | Yes | Yes | Yes | Yes | Yes | Yes | 1008684
| Bathroom Exhaust Fans |  | GTR Technologies Inc. | ReVent | RVSH80110 |  | 0 |  | 4" | Horizontal | 110 CFM | 0.1 | 110 | 0.9 | 9.7 |  | Yes | Yes | Yes | Yes | Yes | Yes | 1008684
| Bathroom Exhaust Fans |  | GTR Technologies Inc. | ReVent | RVSH80110 |  | 0 |  | 4" | Horizontal | 80 CFM | 0.25 | 80 |  | 9.6 |  | Yes | Yes | Yes | Yes | Yes | Yes | 1008684
| Bathroom Exhaust Fans |  | GTR Technologies Inc. | ReVent | RVSH80110 |  | 0 |  | 4" | Horizontal | 80 CFM | 0.1 | 80 | <0.3 | 5.1 |  | Yes | Yes | Yes | Yes | Yes | Yes | 1008684
| Bathroom Exhaust Fans |  | GTR Technologies Inc. | ReVent | RVSX50 |  | 0 |  | 3" | Horizontal Exhaust | 50 CFM | 0.1 | 50 | 2 | 7.2 |  | Yes | Yes | Yes | Yes | Yes | Yes | 1008592
| Bathroom Exhaust Fans |  | GTR Technologies Inc. | ReVent | RVSX50 |  | 0 |  | 3" | Horizontal Exhaust | 50 CFM | 0.25 | 50 |  | 10.3 |  | Yes | Yes | Yes | Yes | Yes | Yes | 1008592
| Bathroom Exhaust Fans |  | GTR Technologies Inc. | ReVent | RVSX50 |  | 0 |  | 4" | Horizontal Exhaust | 50 CFM | 0.25 | 50 |  | 9.6 |  | Yes | Yes | Yes | Yes | Yes | Yes | 1008592
| Bathroom Exhaust Fans |  | GTR Technologies Inc. | ReVent | RVSX50 |  | 0 |  | 4" | Horizontal Exhaust | 50 CFM | 0.1 | 50 | 1.5 | 7.3 |  | Yes | Yes | Yes | Yes | Yes | Yes | 1008592
| Bathroom Exhaust Fans |  | Systemair Inc. | Fantech | S110-130-150 (484315) |  | 0 |  | 6" | Horizontal | 150 CFM | 0.25 | 150 | 1.2 | 20.4 |  | Yes | Yes | Yes | Yes | Yes | Yes | 1007564
| Bathroom Exhaust Fans |  | Systemair Inc. | Fantech | S110-130-150 (484315) |  | 0 |  | 6" | Horizontal | 130 CFM | 0.25 | 130 | 1.1 | 18 |  | Yes | Yes | Yes | Yes | Yes | Yes | 1007564
| Bathroom Exhaust Fans |  | Systemair Inc. | Fantech | S110-130-150 (484315) |  | 0 |  | 6" | Horizontal | 110 CFM | 0.25 | 108 | 1.1 | 14.1 |  | Yes | Yes | Yes | Yes | Yes | Yes | 1007564
| Bathroom Exhaust Fans |  | Systemair Inc. | Fantech | S110-130-150 (484315) |  | 0 |  | 6" | Horizontal | 110 CFM | 0.1 | 110 | 0.5 | 7.4 |  | Yes | Yes | Yes | Yes | Yes | Yes | 1007564
| Bathroom Exhaust Fans |  | Systemair Inc. | Fantech | S110-130-150 (484315) |  | 0 |  | 6" | Horizontal | 130 CFM | 0.1 | 130 | 0.7 | 10.2 |  | Yes | Yes | Yes | Yes | Yes | Yes | 1007564
| Bathroom Exhaust Fans |  | Systemair Inc. | Fantech | S110-130-150 (484315) |  | 0 |  | 6" | Horizontal | 150 CFM | 0.1 | 150 | 0.9 | 11.6 |  | Yes | Yes | Yes | Yes | Yes | Yes | 1007564
| Bathroom Exhaust Fans |  | Systemair Inc. | Fantech | S110-130-150L (484316) |  | 0 |  | 6" | Horizontal | 130 CFM | 0.1 | 130 | 0.7 | 10.2 |  | Yes | Yes | Yes | Yes | Yes | Yes | 1007568
| Bathroom Exhaust Fans |  | Systemair Inc. | Fantech | S110-130-150L (484316) |  | 0 |  | 6" | Horizontal | 150 CFM | 0.1 | 150 | 0.9 | 11.6 |  | Yes | Yes | Yes | Yes | Yes | Yes | 1007568
| Bathroom Exhaust Fans |  | Systemair Inc. | Fantech | S110-130-150L (484316) |  | 0 |  | 6" | Horizontal | 150 CFM | 0.25 | 150 | 1.2 | 20.4 |  | Yes | Yes | Yes | Yes | Yes | Yes | 1007568
| Bathroom Exhaust Fans |  | Systemair Inc. | Fantech | S110-130-150L (484316) |  | 0 |  | 6" | Horizontal | 130 CFM | 0.25 | 130 | 1.1 | 18 |  | Yes | Yes | Yes | Yes | Yes | Yes | 1007568
| Bathroom Exhaust Fans |  | Systemair Inc. | Fantech | S110-130-150L (484316) |  | 0 |  | 6" | Horizontal | 110 CFM | 0.1 | 110 | 0.5 | 7.4 |  | Yes | Yes | Yes | Yes | Yes | Yes | 1007568
| Bathroom Exhaust Fans |  | Systemair Inc. | Fantech | S110-130-150L (484316) |  | 0 |  | 6" | Horizontal | 110 CFM | 0.25 | 108 | 1.1 | 14.1 |  | Yes | Yes | Yes | Yes | Yes | Yes | 1007568
| Bathroom Exhaust Fans |  | Reversomatic Manufacturing Ltd. | Softaire | SA-120E |  | 0 |  | 4" | Horizontal | HS | 0.25 | 94 |  | 24.3 |  | NO | Yes | Yes | Yes | Yes | Yes | 1006684
| Bathroom Exhaust Fans |  | Reversomatic Manufacturing Ltd. | Softaire | SA-120E |  | 0 |  | 4" | Horizontal | HS | 0.1 | 110 | 1.2 | 25.6 |  | NO | Yes | Yes | Yes | Yes | Yes | 1006684
| Bathroom Exhaust Fans |  | Reversomatic Manufacturing Ltd. | Softaire | SA-150E |  | 0 |  | 6" | Horizontal | HS | 0.25 | 120 |  | 39.4 |  | NO | Yes | Yes | Yes | Yes | Yes | 1006272
| Bathroom Exhaust Fans |  | Reversomatic Manufacturing Ltd. | Softaire | SA-150E |  | 0 |  | 6" | Horizontal | HS | 0.1 | 140 | 1 | 41 |  | NO | Yes | Yes | Yes | Yes | Yes | 1006272
| Bathroom Exhaust Fans |  | Reversomatic Manufacturing Ltd. | Softaire | SA-200E |  | 0 |  | 6" | Horizontal | HS | 0.25 | 170 |  | 55 |  | NO | Yes | Yes | Yes | No | Yes | 1006256
| Bathroom Exhaust Fans |  | Reversomatic Manufacturing Ltd. | Softaire | SA-200E |  | 0 |  | 6" | Horizontal | HS | 0.1 | 200 | 2.5 | 55.9 |  | NO | Yes | Yes | Yes | No | Yes | 1006256
| Bathroom Exhaust Fans |  | Reversomatic Manufacturing Ltd. | Softaire | SA-55E |  | 0 |  | 3" | Horizontal | HS | 0.25 | 40 |  | 8.3 |  | NO | Yes | Yes | Yes | Yes | Yes | 1007327
| Bathroom Exhaust Fans |  | Reversomatic Manufacturing Ltd. | Softaire | SA-55E |  | 0 |  | 3" | Horizontal | HS | 0.1 | 50 | 1 | 7 |  | NO | Yes | Yes | Yes | Yes | Yes | 1007327
| Bathroom Exhaust Fans |  | Reversomatic Manufacturing Ltd. | Softaire | SA-75E |  | 0 |  | 4" | Horizontal | HS | 0.25 | 55 |  | 16.2 |  | NO | Yes | Yes | Yes | Yes | Yes | 1006683
| Bathroom Exhaust Fans |  | Reversomatic Manufacturing Ltd. | Softaire | SA-75E |  | 0 |  | 4" | Horizontal | HS | 0.1 | 70 | 0.3 | 16.7 |  | NO | Yes | Yes | Yes | Yes | Yes | 1006683
| Bathroom Exhaust Fans |  | Reversomatic Manufacturing Ltd. | Softaire | SA-90DC3H |  | 0 |  | 4" | Horizontal | HS | 0.1 | 100 | 0.9 | 8 | 12.5 | NO | Yes | Yes | Yes | Yes | Yes | 1007349
| Bathroom Exhaust Fans |  | Reversomatic Manufacturing Ltd. | Softaire | SA-90DC3H |  | 0 |  | 4" | Horizontal | MS | 0.1 | 80 | 0.5 | 6 | 13.3 | NO | Yes | Yes | Yes | Yes | Yes | 1007349
| Bathroom Exhaust Fans |  | Reversomatic Manufacturing Ltd. | Softaire | SA-90DC3H |  | 0 |  | 4" | Horizontal | LS | 0.1 | 50 | 0.3 | 4 | 12.5 | NO | Yes | Yes | Yes | Yes | Yes | 1007349
| Bathroom Exhaust Fans |  | Reversomatic Manufacturing Ltd. | Softaire | SA-90DC3H |  | 0 |  | 4" | Horizontal | HS | 0.25 | 82 |  |  |  | NO | Yes | Yes | Yes | Yes | Yes | 1007349
| Bathroom Exhaust Fans |  | Reversomatic Manufacturing Ltd. | Softaire | SA-90DC3H |  | 0 |  | 4" | Horizontal | MS | 0.25 | 63 |  |  |  | NO | Yes | Yes | Yes | Yes | Yes | 1007349
| Bathroom Exhaust Fans |  | Reversomatic Manufacturing Ltd. | Softaire | SA-90DC3H |  | 0 |  | 4" | Horizontal | LS | 0.25 | 40 |  |  |  | NO | Yes | Yes | Yes | Yes | Yes | 1007349
| Bathroom Exhaust Fans |  | Reversomatic Manufacturing Ltd. | Softaire | SA-90SL |  | 0 |  | 4" Round | Horizontal | HS | 0.1 | 100 | 1 | 23.7 | 4.2 | NO | Yes | Yes | Yes | Yes | Yes | 1004403
| Bathroom Exhaust Fans |  | Reversomatic Manufacturing Ltd. | Softaire | SA-90SL |  | 0 |  | 4" Round | Horizontal | HS | 0.25 | 77 |  | 22.9 | 3.3 | NO | Yes | Yes | Yes | Yes | Yes | 1004403
| Bathroom Exhaust Fans |  | Eagle Imports Ltd. | Kora | SBF110N |  | 0 |  | 4" | Horizontal | HS | 0.1 | 110 | 2 | 33.9 |  | NO | No | No | Yes | No | Yes | 1007017
| Bathroom Exhaust Fans |  | Eagle Imports Ltd. | Kora | SBF160DC |  | 0 |  | 6" | Horizontal | LS | 0.1 | 120 | 0.5 | 11 |  | NO | No | No | Yes | No | Yes | 1007271
| Bathroom Exhaust Fans |  | Eagle Imports Ltd. | Kora | SBF160DC |  | 0 |  | 6" | Horizontal | HS | 0.1 | 160 | 1.3 | 19 |  | NO | No | No | Yes | No | Yes | 1007271
| Bathroom Exhaust Fans |  | Eagle Imports Ltd. | Kora | SBF70N |  | 0 |  | 4" | Horizontal | HS | 0.1 | 70 | 0.4 | 20.3 |  | NO | No | No | No | No | No | 1007015
| Bathroom Exhaust Fans |  | Eagle Imports Ltd. | Kora | SBF90DC |  | 0 |  | 4" | Horizontal | HS | 0.1 | 90 | 0.7 | 11 |  | NO | No | No | Yes | No | Yes | 1007270
| Bathroom Exhaust Fans |  | Eagle Imports Ltd. | Kora | SBF90DC |  | 0 |  | 4" | Horizontal | LS | 0.1 | 60 | <0.3 | 5 |  | NO | No | No | Yes | No | Yes | 1007270
| Bathroom Exhaust Fans |  | Eagle Imports Ltd. | Kora | SBF90N |  | 0 |  | 4" | Horizontal | HS | 0.1 | 90 | 0.8 | 24.3 |  | NO | No | No | Yes | No | Yes | 1007016
| Bathroom Exhaust Fans |  | Systemair Inc. | Fantech | SC110-130-150H (484317) |  | 0 |  | 6" | Horizontal | 150 CFM | 0.1 | 150 | 0.9 | 11.6 |  | Yes | Yes | Yes | Yes | Yes | Yes | 1007565
| Bathroom Exhaust Fans |  | Systemair Inc. | Fantech | SC110-130-150H (484317) |  | 0 |  | 6" | Horizontal | 150 CFM | 0.25 | 150 | 1.2 | 20.4 |  | Yes | Yes | Yes | Yes | Yes | Yes | 1007565
| Bathroom Exhaust Fans |  | Systemair Inc. | Fantech | SC110-130-150H (484317) |  | 0 |  | 6" | Horizontal | 130 CFM | 0.25 | 130 | 1.1 | 18 |  | Yes | Yes | Yes | Yes | Yes | Yes | 1007565
| Bathroom Exhaust Fans |  | Systemair Inc. | Fantech | SC110-130-150H (484317) |  | 0 |  | 6" | Horizontal | 110 CFM | 0.25 | 108 | 1.1 | 14.1 |  | Yes | Yes | Yes | Yes | Yes | Yes | 1007565
| Bathroom Exhaust Fans |  | Systemair Inc. | Fantech | SC110-130-150H (484317) |  | 0 |  | 6" | Horizontal | 110 CFM | 0.1 | 110 | 0.5 | 7.4 |  | Yes | Yes | Yes | Yes | Yes | Yes | 1007565
| Bathroom Exhaust Fans |  | Systemair Inc. | Fantech | SC110-130-150H (484317) |  | 0 |  | 6" | Horizontal | 130 CFM | 0.1 | 130 | 0.7 | 10.2 |  | Yes | Yes | Yes | Yes | Yes | Yes | 1007565
| Bathroom Exhaust Fans |  | Systemair Inc. | Fantech | SC110-130-150LH (484318) |  | 0 |  | 6" | Horizontal | 150 CFM | 0.25 | 150 | 1.2 | 20.4 |  | Yes | Yes | Yes | Yes | Yes | Yes | 1007567
| Bathroom Exhaust Fans |  | Systemair Inc. | Fantech | SC110-130-150LH (484318) |  | 0 |  | 6" | Horizontal | 130 CFM | 0.25 | 130 | 1.1 | 18 |  | Yes | Yes | Yes | Yes | Yes | Yes | 1007567
| Bathroom Exhaust Fans |  | Systemair Inc. | Fantech | SC110-130-150LH (484318) |  | 0 |  | 6" | Horizontal | 110 CFM | 0.25 | 108 | 1.1 | 14.1 |  | Yes | Yes | Yes | Yes | Yes | Yes | 1007567
| Bathroom Exhaust Fans |  | Systemair Inc. | Fantech | SC110-130-150LH (484318) |  | 0 |  | 6" | Horizontal | 110 CFM | 0.1 | 110 | 0.5 | 7.4 |  | Yes | Yes | Yes | Yes | Yes | Yes | 1007567
| Bathroom Exhaust Fans |  | Systemair Inc. | Fantech | SC110-130-150LH (484318) |  | 0 |  | 6" | Horizontal | 130 CFM | 0.1 | 130 | 0.7 | 10.2 |  | Yes | Yes | Yes | Yes | Yes | Yes | 1007567
| Bathroom Exhaust Fans |  | Systemair Inc. | Fantech | SC110-130-150LH (484318) |  | 0 |  | 6" | Horizontal | 150 CFM | 0.1 | 150 | 0.9 | 11.6 |  | Yes | Yes | Yes | Yes | Yes | Yes | 1007567
| Bathroom Exhaust Fans |  | Systemair Inc. | Fantech | SC110-130-150LHO (484319) |  | 0 |  | 6" | Horizontal | 150 CFM | 0.25 | 150 | 1.2 | 20.4 |  | Yes | Yes | Yes | Yes | Yes | Yes | 1007566
| Bathroom Exhaust Fans |  | Systemair Inc. | Fantech | SC110-130-150LHO (484319) |  | 0 |  | 6" | Horizontal | 130 CFM | 0.25 | 130 | 1.1 | 18 |  | Yes | Yes | Yes | Yes | Yes | Yes | 1007566
| Bathroom Exhaust Fans |  | Systemair Inc. | Fantech | SC110-130-150LHO (484319) |  | 0 |  | 6" | Horizontal | 110 CFM | 0.25 | 108 | 1.1 | 14.1 |  | Yes | Yes | Yes | Yes | Yes | Yes | 1007566
| Bathroom Exhaust Fans |  | Systemair Inc. | Fantech | SC110-130-150LHO (484319) |  | 0 |  | 6" | Horizontal | 110 CFM | 0.1 | 110 | 0.5 | 7.4 |  | Yes | Yes | Yes | Yes | Yes | Yes | 1007566
| Bathroom Exhaust Fans |  | Systemair Inc. | Fantech | SC110-130-150LHO (484319) |  | 0 |  | 6" | Horizontal | 130 CFM | 0.1 | 130 | 0.7 | 10.2 |  | Yes | Yes | Yes | Yes | Yes | Yes | 1007566
| Bathroom Exhaust Fans |  | Systemair Inc. | Fantech | SC110-130-150LHO (484319) |  | 0 |  | 6" | Horizontal | 150 CFM | 0.1 | 150 | 0.9 | 11.6 |  | Yes | Yes | Yes | Yes | Yes | Yes | 1007566
| Bathroom Exhaust Fans |  | Systemair Inc. | Fantech | SC50-80-110 (484313) |  | 0 |  | 6" | Horizontal | 110 CFM | 0.25 | 107 | 1.5 | 18.4 |  | Yes | Yes | Yes | Yes | Yes | Yes | 1007562
| Bathroom Exhaust Fans |  | Systemair Inc. | Fantech | SC50-80-110 (484313) |  | 0 |  | 6" | Horizontal | 50 CFM | 0.25 | 47 | 0.9 | 9.1 |  | Yes | Yes | Yes | Yes | Yes | Yes | 1007562
| Bathroom Exhaust Fans |  | Systemair Inc. | Fantech | SC50-80-110 (484313) |  | 0 |  | 6" | Horizontal | 80 CFM | 0.25 | 76 | 1.2 | 11.9 |  | Yes | Yes | Yes | Yes | Yes | Yes | 1007562
| Bathroom Exhaust Fans |  | Systemair Inc. | Fantech | SC50-80-110 (484313) |  | 0 |  | 6" | Horizontal | 80 CFM | 0.1 | 80 | 0.6 | 6.8 |  | Yes | Yes | Yes | Yes | Yes | Yes | 1007562
| Bathroom Exhaust Fans |  | Systemair Inc. | Fantech | SC50-80-110 (484313) |  | 0 |  | 6" | Horizontal | 50 CFM | 0.1 | 50 | <0.3 | 5 |  | Yes | Yes | Yes | Yes | Yes | Yes | 1007562
| Bathroom Exhaust Fans |  | Systemair Inc. | Fantech | SC50-80-110 (484313) |  | 0 |  | 6" | Horizontal | 110 CFM | 0.1 | 110 | 0.9 | 11 |  | Yes | Yes | Yes | Yes | Yes | Yes | 1007562
| Bathroom Exhaust Fans |  | Systemair Inc. | Fantech | SC50-80-110H (494140) |  | 0 |  | 6" | Horizontal | 50 CFM | 0.1 | 50 | <0.3 | 5 |  | Yes | Yes | Yes | Yes | Yes | Yes | 1008203
| Bathroom Exhaust Fans |  | Systemair Inc. | Fantech | SC50-80-110H (494140) |  | 0 |  | 6" | Horizontal | 50 CFM | 0.25 | 47 | 0.9 | 9.1 |  | Yes | Yes | Yes | Yes | Yes | Yes | 1008203
| Bathroom Exhaust Fans |  | Systemair Inc. | Fantech | SC50-80-110H (494140) |  | 0 |  | 6" | Horizontal | 80 CFM | 0.1 | 80 | 0.6 | 6.8 |  | Yes | Yes | Yes | Yes | Yes | Yes | 1008203
| Bathroom Exhaust Fans |  | Systemair Inc. | Fantech | SC50-80-110H (494140) |  | 0 |  | 6" | Horizontal | 80 CFM | 0.25 | 76 | 1.2 | 11.9 |  | Yes | Yes | Yes | Yes | Yes | Yes | 1008203
| Bathroom Exhaust Fans |  | Systemair Inc. | Fantech | SC50-80-110H (494140) |  | 0 |  | 6" | Horizontal | 110 CFM | 0.25 | 107 | 1.5 | 18.4 |  | Yes | Yes | Yes | Yes | Yes | Yes | 1008203
| Bathroom Exhaust Fans |  | Systemair Inc. | Fantech | SC50-80-110H (494140) |  | 0 |  | 6" | Horizontal | 110 CFM | 0.1 | 110 | 0.9 | 11 |  | Yes | Yes | Yes | Yes | Yes | Yes | 1008203
| Bathroom Exhaust Fans |  | Systemair Inc. | Fantech | SC50-80-110L (484314) |  | 0 |  | 6" | Horizontal | 50 CFM | 0.1 | 50 | <0.3 | 5 |  | Yes | Yes | Yes | Yes | Yes | Yes | 1007563
| Bathroom Exhaust Fans |  | Systemair Inc. | Fantech | SC50-80-110L (484314) |  | 0 |  | 6" | Horizontal | 50 CFM | 0.25 | 47 | 0.9 | 9.1 |  | Yes | Yes | Yes | Yes | Yes | Yes | 1007563
| Bathroom Exhaust Fans |  | Systemair Inc. | Fantech | SC50-80-110L (484314) |  | 0 |  | 6" | Horizontal | 110 CFM | 0.1 | 110 | 0.9 | 11 |  | Yes | Yes | Yes | Yes | Yes | Yes | 1007563
| Bathroom Exhaust Fans |  | Systemair Inc. | Fantech | SC50-80-110L (484314) |  | 0 |  | 6" | Horizontal | 110 CFM | 0.25 | 107 | 1.5 | 18.4 |  | Yes | Yes | Yes | Yes | Yes | Yes | 1007563
| Bathroom Exhaust Fans |  | Systemair Inc. | Fantech | SC50-80-110L (484314) |  | 0 |  | 6" | Horizontal | 80 CFM | 0.1 | 80 | 0.6 | 6.8 |  | Yes | Yes | Yes | Yes | Yes | Yes | 1007563
| Bathroom Exhaust Fans |  | Systemair Inc. | Fantech | SC50-80-110L (484314) |  | 0 |  | 6" | Horizontal | 80 CFM | 0.25 | 76 | 1.2 | 11.9 |  | Yes | Yes | Yes | Yes | Yes | Yes | 1007563
| Bathroom Exhaust Fans |  | Airzone Fans Inc. | Airzone | SE110P |  | 0 |  | 6" | Horizontal | HS | 0.1 | 110 | 0.9 | 28 | 3.9 | Yes | Yes | Yes | Yes | Yes | Yes | 1007518
| Bathroom Exhaust Fans |  | Airzone Fans Inc. | Airzone | SE110P |  | 0 |  | 4" | Horizontal | HS | 0.1 | 100 | 1.3 | 28 | 3.5 | Yes | Yes | Yes | Yes | Yes | Yes | 1007518
| Bathroom Exhaust Fans |  | Airzone Fans Inc. | Airzone | SE110P |  | 0 |  | 6" | Horizontal | HS | 0.25 | 92 |  |  |  | Yes | Yes | Yes | Yes | Yes | Yes | 1007518
| Bathroom Exhaust Fans |  | Airzone Fans Inc. | Airzone | SE110P |  | 0 |  | 4" | Horizontal | HS | 0.25 | 79 |  |  |  | Yes | Yes | Yes | Yes | Yes | Yes | 1007518
| Bathroom Exhaust Fans |  | Airzone Fans Inc. | Airzone | SE110PH |  | 0 |  | 6" | Horizontal | HS | 0.1 | 110 | 0.9 | 28 | 3.9 | Yes | Yes | Yes | Yes | Yes | Yes | 1007519
| Bathroom Exhaust Fans |  | Airzone Fans Inc. | Airzone | SE110PH |  | 0 |  | 4" | Horizontal | HS | 0.1 | 100 | 1.3 | 28 | 3.5 | Yes | Yes | Yes | Yes | Yes | Yes | 1007519
| Bathroom Exhaust Fans |  | Airzone Fans Inc. | Airzone | SE110PH |  | 0 |  | 6" | Horizontal | HS | 0.25 | 92 |  |  |  | Yes | Yes | Yes | Yes | Yes | Yes | 1007519
| Bathroom Exhaust Fans |  | Airzone Fans Inc. | Airzone | SE110PH |  | 0 |  | 4" | Horizontal | HS | 0.25 | 79 |  |  |  | Yes | Yes | Yes | Yes | Yes | Yes | 1007519
| Bathroom Exhaust Fans |  | Kaze Appliance | Kaze Appliance | SEP120 |  | 0 |  | 6" | Horizontal | HS | 0.1 | 120 | 0.3 | 30 | 4.0 | Yes | Yes | Yes | Yes | Yes | Yes | 1007573
| Bathroom Exhaust Fans |  | Kaze Appliance | Kaze Appliance | SEP120 |  | 0 |  | 6" | Horizontal | HS | 0.25 | 92 |  |  |  | Yes | Yes | Yes | Yes | Yes | Yes | 1007573
| Bathroom Exhaust Fans |  | Kaze Appliance | Kaze Appliance | SEP120 |  | 0 |  | 4" | Horizontal | HS | 0.1 | 100 | 0.5 | 30 | 3.3 | Yes | Yes | Yes | Yes | Yes | Yes | 1007573
| Bathroom Exhaust Fans |  | Kaze Appliance | Kaze Appliance | SEP120 |  | 0 |  | 4" | Horizontal | HS | 0.25 | 80 |  |  |  | Yes | Yes | Yes | Yes | Yes | Yes | 1007573
| Bathroom Exhaust Fans |  | Kaze Appliance | Kaze Appliance | SEP150 |  | 0 |  | 6" | Horizontal | HS | 0.1 | 150 | 0.5 | 35 | 4.2 | Yes | Yes | Yes | Yes | Yes | Yes | 1007575
| Bathroom Exhaust Fans |  | Kaze Appliance | Kaze Appliance | SEP150 |  | 0 |  | 6" | Horizontal | HS | 0.25 | 115 |  |  |  | Yes | Yes | Yes | Yes | Yes | Yes | 1007575
| Bathroom Exhaust Fans |  | Airzone Fans Inc. | Airzone | SEP150 |  | 0 |  | 6" | Horizontal | HS | 0.1 | 150 | 0.5 | 35 | 4.2 | Yes | Yes | Yes | Yes | Yes | Yes | 1007520
| Bathroom Exhaust Fans |  | Airzone Fans Inc. | Airzone | SEP150 |  | 0 |  | 6" | Horizontal | HS | 0.25 | 115 |  |  |  | Yes | Yes | Yes | Yes | Yes | Yes | 1007520
| Bathroom Exhaust Fans |  | Airzone Fans Inc. | Airzone | SES100 |  | 0 |  | 4" | Horizontal | HS | 0.1 | 100 | 1.5 | 27 | 3.7 | Yes | Yes | Yes | Yes | Yes | Yes | 1007592
| Bathroom Exhaust Fans |  | Airzone Fans Inc. | Airzone | SES100 |  | 0 |  | 4" | Horizontal | HS | 0.25 | 87 |  |  |  | Yes | Yes | Yes | Yes | Yes | Yes | 1007592
| Bathroom Exhaust Fans |  | Airzone Fans Inc. | Airzone | SES80 |  | 0 |  | 4" | Horizontal | HS | 0.1 | 80 | 0.7 | 18 | 4.4 | Yes | Yes | Yes | Yes | Yes | Yes | 1007528
| Bathroom Exhaust Fans |  | Airzone Fans Inc. | Airzone | SES80 |  | 0 |  | 4" | Horizontal | HS | 0.25 | 66 |  |  |  | Yes | Yes | Yes | Yes | Yes | Yes | 1007528
| Bathroom Exhaust Fans |  | Systemair Inc. | Fantech | SF50-80-100 (484305) |  | 0 |  | 4" | Horizontal | HS | 0.1 | 100 | 1.5 | 12 | 8.3 | Yes | Yes | Yes | Yes | Yes | Yes | 1007533
| Bathroom Exhaust Fans |  | Systemair Inc. | Fantech | SF50-80-100 (484305) |  | 0 |  | 4" | Horizontal | MS | 0.1 | 80 | 1 | 12 | 6.6 | Yes | Yes | Yes | Yes | Yes | Yes | 1007533
| Bathroom Exhaust Fans |  | Systemair Inc. | Fantech | SF50-80-100 (484305) |  | 0 |  | 4" | Horizontal | LS | 0.1 | 50 | 0.6 | 12 | 4.1 | Yes | Yes | Yes | Yes | Yes | Yes | 1007533
| Bathroom Exhaust Fans |  | Systemair Inc. | Fantech | SF50-80-100 (484305) |  | 0 |  | 4" | Horizontal | HS | 0.25 | 100 |  |  |  | Yes | Yes | Yes | Yes | Yes | Yes | 1007533
| Bathroom Exhaust Fans |  | Systemair Inc. | Fantech | SF50-80-100 (484305) |  | 0 |  | 4" | Horizontal | MS | 0.25 | 80 |  |  |  | Yes | Yes | Yes | Yes | Yes | Yes | 1007533
| Bathroom Exhaust Fans |  | Systemair Inc. | Fantech | SF50-80-100 (484305) |  | 0 |  | 4" | Horizontal | LS | 0.25 | 50 |  |  |  | Yes | Yes | Yes | Yes | Yes | Yes | 1007533
| Bathroom Exhaust Fans |  | Systemair Inc. | Fantech | SF50-80-100L (484306) |  | 0 |  | 4" | Horizontal | HS | 0.1 | 100 | 1.5 | 12 | 8.3 | Yes | Yes | Yes | Yes | Yes | Yes | 1007536
| Bathroom Exhaust Fans |  | Systemair Inc. | Fantech | SF50-80-100L (484306) |  | 0 |  | 4" | Horizontal | MS | 0.1 | 80 | 1 | 12 | 6.6 | Yes | Yes | Yes | Yes | Yes | Yes | 1007536
| Bathroom Exhaust Fans |  | Systemair Inc. | Fantech | SF50-80-100L (484306) |  | 0 |  | 4" | Horizontal | LS | 0.1 | 50 | 0.6 | 12 | 4.1 | Yes | Yes | Yes | Yes | Yes | Yes | 1007536
| Bathroom Exhaust Fans |  | Systemair Inc. | Fantech | SF50-80-100L (484306) |  | 0 |  | 4" | Horizontal | MS | 0.25 | 80 |  |  |  | Yes | Yes | Yes | Yes | Yes | Yes | 1007536
| Bathroom Exhaust Fans |  | Systemair Inc. | Fantech | SF50-80-100L (484306) |  | 0 |  | 4" | Horizontal | HS | 0.25 | 100 |  |  |  | Yes | Yes | Yes | Yes | Yes | Yes | 1007536
| Bathroom Exhaust Fans |  | Systemair Inc. | Fantech | SF50-80-100L (484306) |  | 0 |  | 4" | Horizontal | LS | 0.25 | 50 |  |  |  | Yes | Yes | Yes | Yes | Yes | Yes | 1007536
| Bathroom Exhaust Fans |  | Air King America LLC | Air King | SF5810 |  | 0 |  | 4" | Horizontal | LS | 0.1 | 50 | 0.3 | 5 |  | Yes | Yes | Yes | Yes | Yes | Yes | 1008552
| Bathroom Exhaust Fans |  | Air King America LLC | Air King | SF5810 |  | 0 |  | 4" | Horizontal | MS | 0.1 | 80 | 0.7 | 7 |  | Yes | Yes | Yes | Yes | Yes | Yes | 1008552
| Bathroom Exhaust Fans |  | Air King America LLC | Air King | SF5810 |  | 0 |  | 4" | Horizontal | LS | 0.25 | 45 |  |  |  | Yes | Yes | Yes | Yes | Yes | Yes | 1008552
| Bathroom Exhaust Fans |  | Air King America LLC | Air King | SF5810 |  | 0 |  | 4" | Horizontal | MS | 0.25 | 65 |  |  |  | Yes | Yes | Yes | Yes | Yes | Yes | 1008552
| Bathroom Exhaust Fans |  | Air King America LLC | Air King | SF5810 |  | 0 |  | 4" | Horizontal | HS | 0.1 | 100 | 1.1 | 11 |  | Yes | Yes | Yes | Yes | Yes | Yes | 1008552
| Bathroom Exhaust Fans |  | Air King America LLC | Air King | SF5810 |  | 0 |  | 4" | Horizontal | HS | 0.25 | 86 |  |  |  | Yes | Yes | Yes | Yes | Yes | Yes | 1008552
| Bathroom Exhaust Fans |  | Systemair Inc. | Fantech | SFC50-80-100 (484307) |  | 0 |  | 4" | Horizontal | HS | 0.1 | 100 | 1.5 | 12 | 8.3 | Yes | Yes | Yes | Yes | Yes | Yes | 1007537
| Bathroom Exhaust Fans |  | Systemair Inc. | Fantech | SFC50-80-100 (484307) |  | 0 |  | 4" | Horizontal | MS | 0.1 | 80 | 1 | 12 | 6.6 | Yes | Yes | Yes | Yes | Yes | Yes | 1007537
| Bathroom Exhaust Fans |  | Systemair Inc. | Fantech | SFC50-80-100 (484307) |  | 0 |  | 4" | Horizontal | LS | 0.1 | 50 | 0.6 | 12 | 4.1 | Yes | Yes | Yes | Yes | Yes | Yes | 1007537
| Bathroom Exhaust Fans |  | Systemair Inc. | Fantech | SFC50-80-100 (484307) |  | 0 |  | 4" | Horizontal | HS | 0.25 | 100 |  |  |  | Yes | Yes | Yes | Yes | Yes | Yes | 1007537
| Bathroom Exhaust Fans |  | Systemair Inc. | Fantech | SFC50-80-100 (484307) |  | 0 |  | 4" | Horizontal | MS | 0.25 | 80 |  |  |  | Yes | Yes | Yes | Yes | Yes | Yes | 1007537
| Bathroom Exhaust Fans |  | Systemair Inc. | Fantech | SFC50-80-100 (484307) |  | 0 |  | 4" | Horizontal | LS | 0.25 | 50 |  |  |  | Yes | Yes | Yes | Yes | Yes | Yes | 1007537
| Bathroom Exhaust Fans |  | Systemair Inc. | Fantech | SFC50-80-100H (484308) |  | 0 |  | 4" | Horizontal | HS | 0.1 | 100 | 1.5 | 12 | 8.3 | Yes | Yes | Yes | Yes | Yes | Yes | 1007538
| Bathroom Exhaust Fans |  | Systemair Inc. | Fantech | SFC50-80-100H (484308) |  | 0 |  | 4" | Horizontal | MS | 0.1 | 80 | 1 | 12 | 6.6 | Yes | Yes | Yes | Yes | Yes | Yes | 1007538
| Bathroom Exhaust Fans |  | Systemair Inc. | Fantech | SFC50-80-100H (484308) |  | 0 |  | 4" | Horizontal | LS | 0.1 | 50 | 0.6 | 12 | 4.1 | Yes | Yes | Yes | Yes | Yes | Yes | 1007538
| Bathroom Exhaust Fans |  | Systemair Inc. | Fantech | SFC50-80-100H (484308) |  | 0 |  | 4" | Horizontal | HS | 0.25 | 100 |  |  |  | Yes | Yes | Yes | Yes | Yes | Yes | 1007538
| Bathroom Exhaust Fans |  | Systemair Inc. | Fantech | SFC50-80-100H (484308) |  | 0 |  | 4" | Horizontal | MS | 0.25 | 80 |  |  |  | Yes | Yes | Yes | Yes | Yes | Yes | 1007538
| Bathroom Exhaust Fans |  | Systemair Inc. | Fantech | SFC50-80-100H (484308) |  | 0 |  | 4" | Horizontal | LS | 0.25 | 50 |  |  |  | Yes | Yes | Yes | Yes | Yes | Yes | 1007538
| Bathroom Exhaust Fans |  | Systemair Inc. | Fantech | SFC50-80-100HO (484309) |  | 0 |  | 4" | Horizontal | HS | 0.1 | 100 | 1.5 | 12 | 8.3 | Yes | Yes | Yes | Yes | Yes | Yes | 1007539
| Bathroom Exhaust Fans |  | Systemair Inc. | Fantech | SFC50-80-100HO (484309) |  | 0 |  | 4" | Horizontal | MS | 0.1 | 80 | 1 | 12 | 6.6 | Yes | Yes | Yes | Yes | Yes | Yes | 1007539
| Bathroom Exhaust Fans |  | Systemair Inc. | Fantech | SFC50-80-100HO (484309) |  | 0 |  | 4" | Horizontal | LS | 0.1 | 50 | 0.6 | 12 | 4.1 | Yes | Yes | Yes | Yes | Yes | Yes | 1007539
| Bathroom Exhaust Fans |  | Systemair Inc. | Fantech | SFC50-80-100HO (484309) |  | 0 |  | 4" | Horizontal | HS | 0.25 | 100 |  |  |  | Yes | Yes | Yes | Yes | Yes | Yes | 1007539
| Bathroom Exhaust Fans |  | Systemair Inc. | Fantech | SFC50-80-100HO (484309) |  | 0 |  | 4" | Horizontal | MS | 0.25 | 80 |  |  |  | Yes | Yes | Yes | Yes | Yes | Yes | 1007539
| Bathroom Exhaust Fans |  | Systemair Inc. | Fantech | SFC50-80-100HO (484309) |  | 0 |  | 4" | Horizontal | LS | 0.25 | 50 |  |  |  | Yes | Yes | Yes | Yes | Yes | Yes | 1007539
| Bathroom Exhaust Fans |  | Systemair Inc. | Fantech | SFC50-80-100L (484310) |  | 0 |  | 4" | Horizontal | HS | 0.1 | 100 | 1.5 | 12 | 8.3 | Yes | Yes | Yes | Yes | Yes | Yes | 1007540
| Bathroom Exhaust Fans |  | Systemair Inc. | Fantech | SFC50-80-100L (484310) |  | 0 |  | 4" | Horizontal | MS | 0.1 | 80 | 1 | 12 | 6.6 | Yes | Yes | Yes | Yes | Yes | Yes | 1007540
| Bathroom Exhaust Fans |  | Systemair Inc. | Fantech | SFC50-80-100L (484310) |  | 0 |  | 4" | Horizontal | LS | 0.1 | 50 | 0.6 | 12 | 4.1 | Yes | Yes | Yes | Yes | Yes | Yes | 1007540
| Bathroom Exhaust Fans |  | Systemair Inc. | Fantech | SFC50-80-100L (484310) |  | 0 |  | 4" | Horizontal | HS | 0.25 | 100 |  |  |  | Yes | Yes | Yes | Yes | Yes | Yes | 1007540
| Bathroom Exhaust Fans |  | Systemair Inc. | Fantech | SFC50-80-100L (484310) |  | 0 |  | 4" | Horizontal | MS | 0.25 | 80 |  |  |  | Yes | Yes | Yes | Yes | Yes | Yes | 1007540
| Bathroom Exhaust Fans |  | Systemair Inc. | Fantech | SFC50-80-100L (484310) |  | 0 |  | 4" | Horizontal | LS | 0.25 | 50 |  |  |  | Yes | Yes | Yes | Yes | Yes | Yes | 1007540
| Bathroom Exhaust Fans |  | Systemair Inc. | Fantech | SFC50-80-100LH (484311) |  | 0 |  | 4" | Horizontal | HS | 0.1 | 100 | 1.5 | 12 | 8.3 | Yes | Yes | Yes | Yes | Yes | Yes | 1007541
| Bathroom Exhaust Fans |  | Systemair Inc. | Fantech | SFC50-80-100LH (484311) |  | 0 |  | 4" | Horizontal | MS | 0.1 | 80 | 1 | 12 | 6.6 | Yes | Yes | Yes | Yes | Yes | Yes | 1007541
| Bathroom Exhaust Fans |  | Systemair Inc. | Fantech | SFC50-80-100LH (484311) |  | 0 |  | 4" | Horizontal | LS | 0.1 | 50 | 0.6 | 12 | 4.1 | Yes | Yes | Yes | Yes | Yes | Yes | 1007541
| Bathroom Exhaust Fans |  | Systemair Inc. | Fantech | SFC50-80-100LH (484311) |  | 0 |  | 4" | Horizontal | HS | 0.25 | 100 |  |  |  | Yes | Yes | Yes | Yes | Yes | Yes | 1007541
| Bathroom Exhaust Fans |  | Systemair Inc. | Fantech | SFC50-80-100LH (484311) |  | 0 |  | 4" | Horizontal | MS | 0.25 | 80 |  |  |  | Yes | Yes | Yes | Yes | Yes | Yes | 1007541
| Bathroom Exhaust Fans |  | Systemair Inc. | Fantech | SFC50-80-100LH (484311) |  | 0 |  | 4" | Horizontal | LS | 0.25 | 50 |  |  |  | Yes | Yes | Yes | Yes | Yes | Yes | 1007541
| Bathroom Exhaust Fans |  | Systemair Inc. | Fantech | SFC50-80-100LHO (484312) |  | 0 |  | 4" | Horizontal | HS | 0.1 | 100 | 1.5 | 12 | 8.3 | Yes | Yes | Yes | Yes | Yes | Yes | 1007542
| Bathroom Exhaust Fans |  | Systemair Inc. | Fantech | SFC50-80-100LHO (484312) |  | 0 |  | 4" | Horizontal | MS | 0.1 | 80 | 1 | 12 | 6.6 | Yes | Yes | Yes | Yes | Yes | Yes | 1007542
| Bathroom Exhaust Fans |  | Systemair Inc. | Fantech | SFC50-80-100LHO (484312) |  | 0 |  | 4" | Horizontal | LS | 0.1 | 50 | 0.6 | 12 | 4.1 | Yes | Yes | Yes | Yes | Yes | Yes | 1007542
| Bathroom Exhaust Fans |  | Systemair Inc. | Fantech | SFC50-80-100LHO (484312) |  | 0 |  | 4" | Horizontal | HS | 0.25 | 100 |  |  |  | Yes | Yes | Yes | Yes | Yes | Yes | 1007542
| Bathroom Exhaust Fans |  | Systemair Inc. | Fantech | SFC50-80-100LHO (484312) |  | 0 |  | 4" | Horizontal | MS | 0.25 | 80 |  |  |  | Yes | Yes | Yes | Yes | Yes | Yes | 1007542
| Bathroom Exhaust Fans |  | Systemair Inc. | Fantech | SFC50-80-100LHO (484312) |  | 0 |  | 4" | Horizontal | LS | 0.25 | 50 |  |  |  | Yes | Yes | Yes | Yes | Yes | Yes | 1007542
| Kitchen Range Hoods |  | Sharp Corporation | Sharp | SHC2432FS | 24 | 0 |  | 6" | Vertical | HS | 0.1 | 350 | 8.5 | 196 |  | NO | N/A | N/A | N/A | N/A | N/A | 4506796
| Kitchen Range Hoods |  | Sharp Corporation | Sharp | SHC2432FS | 24 | 0 |  | 6" | Vertical | HS | 0.25 | 335 |  |  |  | NO | N/A | N/A | N/A | N/A | N/A | 4506796
| Kitchen Range Hoods |  | Sharp Corporation | Sharp | SHC2432FS | 24 | 0 |  | 6" | Vertical | WS | 0.013 | 130 | 1.5 | 89.8 |  | NO | N/A | N/A | N/A | N/A | N/A | 4506796
| Kitchen Range Hoods | Undercabinet | Sharp Corporation | Sharp | SHN3033MS | 30 | 0 |  | 3 1/4" x 10" | Horizontal Exhaust | HS | 0.1 | 220 | 6.5 | 79.4 |  | NO | N/A | N/A | N/A | N/A | N/A | 4508521
| Kitchen Range Hoods | Undercabinet | Sharp Corporation | Sharp | SHN3033MS | 30 | 0 |  | 3 1/4" x 10" | Horizontal Exhaust | HS | 0.25 | 150 |  |  |  | NO | N/A | N/A | N/A | N/A | N/A | 4508521
| Kitchen Range Hoods | Undercabinet | Sharp Corporation | Sharp | SHN3033MS | 30 | 0 |  | 3 1/4" x 10" | Horizontal Exhaust | WS | 0.021 | 100 | 2 | 32.2 |  | NO | N/A | N/A | N/A | N/A | N/A | 4508521
| Kitchen Range Hoods | Undercabinet | Sharp Corporation | Sharp | SHN3033MS | 30 | 0 |  | 3 1/4" x 10" | Vertical Exhaust | HS | 0.1 | 220 | 6 | 78.8 |  | NO | N/A | N/A | N/A | N/A | N/A | 4508521
| Kitchen Range Hoods | Undercabinet | Sharp Corporation | Sharp | SHN3033MS | 30 | 0 |  | 3 1/4" x 10" | Vertical Exhaust | HS | 0.25 | 130 |  |  |  | NO | N/A | N/A | N/A | N/A | N/A | 4508521
| Kitchen Range Hoods | Undercabinet | Sharp Corporation | Sharp | SHN3033MS | 30 | 0 |  | 3 1/4" x 10" | Vertical Exhaust | WS | 0.03 | 120 | 1.5 | 32.2 |  | NO | N/A | N/A | N/A | N/A | N/A | 4508521
| Kitchen Range Hoods | Undercabinet | Sharp Corporation | Sharp | SHN3033MS | 30 | 0 |  | 7" | Vertical Exhaust | HS | 0.1 | 200 | 6 | 78.1 |  | NO | N/A | N/A | N/A | N/A | N/A | 4508521
| Kitchen Range Hoods | Undercabinet | Sharp Corporation | Sharp | SHN3033MS | 30 | 0 |  | 7" | Vertical Exhaust | HS | 0.25 | 100 |  |  |  | NO | N/A | N/A | N/A | N/A | N/A | 4508521
| Kitchen Range Hoods | Undercabinet | Sharp Corporation | Sharp | SHN3033MS | 30 | 0 |  | 7" | Vertical Exhaust | WS | 0.031 | 110 | 2 | 32.3 |  | NO | N/A | N/A | N/A | N/A | N/A | 4508521
| Bathroom Exhaust Fans |  | Delta Electronics Inc. | Delta | SIG110 |  | 0 |  | 4" | Horizontal | 110 CFM | 0.1 | 110 | <0.3 | 13.6 | 8.0 | Yes | Yes | Yes | Yes | Yes | Yes | 1003881
| Bathroom Exhaust Fans |  | Delta Electronics Inc. | Delta | SIG110 |  | 0 |  | 4" | Horizontal | 110 CFM | 0.25 | 95 | 0.6 | 16 | 5.9 | Yes | Yes | Yes | Yes | Yes | Yes | 1003881
| Bathroom Exhaust Fans |  | Delta Electronics Inc. | Delta | SIG80 |  | 0 |  | 4" | Horizontal | 80 CFM | 0.1 | 80 | <0.3 | 8.7 | 9.1 | Yes | Yes | Yes | Yes | Yes | Yes | 1003884
| Bathroom Exhaust Fans |  | Delta Electronics Inc. | Delta | SIG80 |  | 0 |  | 4" | Horizontal | 80 CFM | 0.25 | 79 | 0.5 | 14 | 5.6 | Yes | Yes | Yes | Yes | Yes | Yes | 1003884
| Bathroom Exhaust Fans |  | Delta Electronics Inc. | Delta | SIG80-110 |  | 0 |  | 6" | Horizontal | 110 CFM | 0.1 | 110 | <0.3 | 8.2 | 13.4 | Yes | Yes | Yes | Yes | Yes | Yes | 1005421
| Bathroom Exhaust Fans |  | Delta Electronics Inc. | Delta | SIG80-110 |  | 0 |  | 6" | Horizontal | 110 CFM | 0.25 | 110 | 0.8 | 14.1 | 7.8 | Yes | Yes | Yes | Yes | Yes | Yes | 1005421
| Bathroom Exhaust Fans |  | Delta Electronics Inc. | Delta | SIG80-110 |  | 0 |  | 6" | Horizontal | 80 CFM | 0.1 | 80 | <0.3 | 6.2 | 12.9 | Yes | Yes | Yes | Yes | Yes | Yes | 1005421
| Bathroom Exhaust Fans |  | Delta Electronics Inc. | Delta | SIG80-110 |  | 0 |  | 6" | Horizontal | 80 CFM | 0.25 | 80 | 0.5 | 9.9 | 8.0 | Yes | Yes | Yes | Yes | Yes | Yes | 1005421
| Bathroom Exhaust Fans |  | Delta Electronics Inc. | Delta | SIG80-110 |  | 0 |  | 4" | Horizontal | 110 CFM | 0.1 | 110 | 1 | 12 | 9.1 | Yes | Yes | Yes | Yes | Yes | Yes | 1005421
| Bathroom Exhaust Fans |  | Delta Electronics Inc. | Delta | SIG80-110 |  | 0 |  | 4" | Horizontal | 110 CFM | 0.25 | 110 | 2 | 17.5 | 6.2 | Yes | Yes | Yes | Yes | Yes | Yes | 1005421
| Bathroom Exhaust Fans |  | Delta Electronics Inc. | Delta | SIG80-110 |  | 0 |  | 4" | Horizontal | 80 CFM | 0.1 | 80 | <0.3 | 7.4 | 10.8 | Yes | Yes | Yes | Yes | Yes | Yes | 1005421
| Bathroom Exhaust Fans |  | Delta Electronics Inc. | Delta | SIG80-110 |  | 0 |  | 4" | Horizontal | 80 CFM | 0.25 | 80 | 1.2 | 11.8 | 6.7 | Yes | Yes | Yes | Yes | Yes | Yes | 1005421
| Bathroom Exhaust Fans |  | Delta Electronics Inc. | Delta | SIG80-110D |  | 0 |  | 4" | Horizontal | 30 CFM | 0.25 | 30 | <0.3 | 6.9 | 4.3 | Yes | Yes | Yes | Yes | Yes | Yes | 1005419
| Bathroom Exhaust Fans |  | Delta Electronics Inc. | Delta | SIG80-110D |  | 0 |  | 4" | Horizontal | 30 CFM | 0.1 | 30 | <0.3 | 4.5 | 6.6 | Yes | Yes | Yes | Yes | Yes | Yes | 1005419
| Bathroom Exhaust Fans |  | Delta Electronics Inc. | Delta | SIG80-110D |  | 0 |  | 4" | Horizontal | 50 CFM | 0.25 | 50 | 0.5 | 8.2 | 6.0 | Yes | Yes | Yes | Yes | Yes | Yes | 1005419
| Bathroom Exhaust Fans |  | Delta Electronics Inc. | Delta | SIG80-110D |  | 0 |  | 4" | Horizontal | 50 CFM | 0.1 | 50 | <0.3 | 5.2 | 9.6 | Yes | Yes | Yes | Yes | Yes | Yes | 1005419
| Bathroom Exhaust Fans |  | Delta Electronics Inc. | Delta | SIG80-110D |  | 0 |  | 4" | Horizontal | 60 CFM | 0.25 | 57 | 0.8 | 9 | 6.3 | Yes | Yes | Yes | Yes | Yes | Yes | 1005419
| Bathroom Exhaust Fans |  | Delta Electronics Inc. | Delta | SIG80-110D |  | 0 |  | 4" | Horizontal | 60 CFM | 0.1 | 60 | <0.3 | 5.8 | 10.3 | Yes | Yes | Yes | Yes | Yes | Yes | 1005419
| Bathroom Exhaust Fans |  | Delta Electronics Inc. | Delta | SIG80-110D |  | 0 |  | 4" | Horizontal | 80 CFM | 0.25 | 80 | 1.2 | 11.8 | 6.7 | Yes | Yes | Yes | Yes | Yes | Yes | 1005419
| Bathroom Exhaust Fans |  | Delta Electronics Inc. | Delta | SIG80-110D |  | 0 |  | 4" | Horizontal | 80 CFM | 0.1 | 80 | <0.3 | 7.4 | 10.8 | Yes | Yes | Yes | Yes | Yes | Yes | 1005419
| Bathroom Exhaust Fans |  | Delta Electronics Inc. | Delta | SIG80-110D |  | 0 |  | 4" | Horizontal | 110 CFM | 0.25 | 110 | 2 | 17.5 | 6.2 | Yes | Yes | Yes | Yes | Yes | Yes | 1005419
| Bathroom Exhaust Fans |  | Delta Electronics Inc. | Delta | SIG80-110D |  | 0 |  | 4" | Horizontal | 110 CFM | 0.1 | 110 | 1 | 12 | 9.1 | Yes | Yes | Yes | Yes | Yes | Yes | 1005419
| Bathroom Exhaust Fans |  | Delta Electronics Inc. | Delta | SIG80-110D |  | 0 |  | 6" | Horizontal | 30 CFM | 0.25 | 30 | <0.3 | 6.3 | 4.7 | Yes | Yes | Yes | Yes | Yes | Yes | 1005419
| Bathroom Exhaust Fans |  | Delta Electronics Inc. | Delta | SIG80-110D |  | 0 |  | 6" | Horizontal | 30 CFM | 0.1 | 30 | <0.3 | 4.4 | 6.8 | Yes | Yes | Yes | Yes | Yes | Yes | 1005419
| Bathroom Exhaust Fans |  | Delta Electronics Inc. | Delta | SIG80-110D |  | 0 |  | 6" | Horizontal | 50 CFM | 0.25 | 50 | <0.3 | 7.3 | 6.8 | Yes | Yes | Yes | Yes | Yes | Yes | 1005419
| Bathroom Exhaust Fans |  | Delta Electronics Inc. | Delta | SIG80-110D |  | 0 |  | 6" | Horizontal | 50 CFM | 0.1 | 50 | <0.3 | 4.8 | 10.4 | Yes | Yes | Yes | Yes | Yes | Yes | 1005419
| Bathroom Exhaust Fans |  | Delta Electronics Inc. | Delta | SIG80-110D |  | 0 |  | 6" | Horizontal | 60 CFM | 0.25 | 60 | 0.3 | 8.6 | 6.9 | Yes | Yes | Yes | Yes | Yes | Yes | 1005419
| Bathroom Exhaust Fans |  | Delta Electronics Inc. | Delta | SIG80-110D |  | 0 |  | 6" | Horizontal | 60 CFM | 0.1 | 60 | <0.3 | 5.5 | 10.9 | Yes | Yes | Yes | Yes | Yes | Yes | 1005419
| Bathroom Exhaust Fans |  | Delta Electronics Inc. | Delta | SIG80-110D |  | 0 |  | 6" | Horizontal | 80 CFM | 0.25 | 80 | 0.5 | 9.9 | 8.0 | Yes | Yes | Yes | Yes | Yes | Yes | 1005419
| Bathroom Exhaust Fans |  | Delta Electronics Inc. | Delta | SIG80-110D |  | 0 |  | 6" | Horizontal | 80 CFM | 0.1 | 80 | <0.3 | 6.2 | 12.9 | Yes | Yes | Yes | Yes | Yes | Yes | 1005419
| Bathroom Exhaust Fans |  | Delta Electronics Inc. | Delta | SIG80-110D |  | 0 |  | 6" | Horizontal | 110 CFM | 0.25 | 110 | 0.8 | 14.1 | 7.8 | Yes | Yes | Yes | Yes | Yes | Yes | 1005419
| Bathroom Exhaust Fans |  | Delta Electronics Inc. | Delta | SIG80-110D |  | 0 |  | 6" | Horizontal | 110 CFM | 0.1 | 110 | <0.3 | 8.2 | 13.4 | Yes | Yes | Yes | Yes | Yes | Yes | 1005419
| Bathroom Exhaust Fans |  | Delta Electronics Inc. | Delta | SIG80-110DLED |  | 0 |  | 4" | Horizontal | 30 CFM | 0.25 | 30 | <0.3 | 7.1 | 4.2 | Yes | Yes | Yes | Yes | Yes | Yes | 1005425
| Bathroom Exhaust Fans |  | Delta Electronics Inc. | Delta | SIG80-110DLED |  | 0 |  | 4" | Horizontal | 30 CFM | 0.1 | 30 | <0.3 | 4.5 | 6.6 | Yes | Yes | Yes | Yes | Yes | Yes | 1005425
| Bathroom Exhaust Fans |  | Delta Electronics Inc. | Delta | SIG80-110DLED |  | 0 |  | 4" | Horizontal | 50 CFM | 0.25 | 50 | 0.5 | 8.2 | 6.0 | Yes | Yes | Yes | Yes | Yes | Yes | 1005425
| Bathroom Exhaust Fans |  | Delta Electronics Inc. | Delta | SIG80-110DLED |  | 0 |  | 4" | Horizontal | 50 CFM | 0.1 | 50 | <0.3 | 5.4 | 9.2 | Yes | Yes | Yes | Yes | Yes | Yes | 1005425
| Bathroom Exhaust Fans |  | Delta Electronics Inc. | Delta | SIG80-110DLED |  | 0 |  | 4" | Horizontal | 60 CFM | 0.25 | 58 | 0.8 | 9.5 | 6.1 | Yes | Yes | Yes | Yes | Yes | Yes | 1005425
| Bathroom Exhaust Fans |  | Delta Electronics Inc. | Delta | SIG80-110DLED |  | 0 |  | 4" | Horizontal | 60 CFM | 0.1 | 60 | <0.3 | 6.3 | 9.5 | Yes | Yes | Yes | Yes | Yes | Yes | 1005425
| Bathroom Exhaust Fans |  | Delta Electronics Inc. | Delta | SIG80-110DLED |  | 0 |  | 4" | Horizontal | 80 CFM | 0.25 | 80 | 1.2 | 12.5 | 6.4 | Yes | Yes | Yes | Yes | Yes | Yes | 1005425
| Bathroom Exhaust Fans |  | Delta Electronics Inc. | Delta | SIG80-110DLED |  | 0 |  | 4" | Horizontal | 80 CFM | 0.1 | 80 | <0.3 | 7.8 | 10.2 | Yes | Yes | Yes | Yes | Yes | Yes | 1005425
| Bathroom Exhaust Fans |  | Delta Electronics Inc. | Delta | SIG80-110DLED |  | 0 |  | 4" | Horizontal | 110 CFM | 0.25 | 106 | 2 | 18 | 5.8 | Yes | Yes | Yes | Yes | Yes | Yes | 1005425
| Bathroom Exhaust Fans |  | Delta Electronics Inc. | Delta | SIG80-110DLED |  | 0 |  | 4" | Horizontal | 110 CFM | 0.1 | 110 | 1 | 13.5 | 8.1 | Yes | Yes | Yes | Yes | Yes | Yes | 1005425
| Bathroom Exhaust Fans |  | Delta Electronics Inc. | Delta | SIG80-110DLED |  | 0 |  | 6" | Horizontal | 30 CFM | 0.25 | 30 | <0.3 | 6.7 | 4.4 | Yes | Yes | Yes | Yes | Yes | Yes | 1005425
| Bathroom Exhaust Fans |  | Delta Electronics Inc. | Delta | SIG80-110DLED |  | 0 |  | 6" | Horizontal | 30 CFM | 0.1 | 30 | <0.3 | 4.4 | 6.8 | Yes | Yes | Yes | Yes | Yes | Yes | 1005425
| Bathroom Exhaust Fans |  | Delta Electronics Inc. | Delta | SIG80-110DLED |  | 0 |  | 6" | Horizontal | 50 CFM | 0.25 | 50 | <0.3 | 8.2 | 6.0 | Yes | Yes | Yes | Yes | Yes | Yes | 1005425
| Bathroom Exhaust Fans |  | Delta Electronics Inc. | Delta | SIG80-110DLED |  | 0 |  | 6" | Horizontal | 50 CFM | 0.1 | 50 | <0.3 | 5.2 | 9.6 | Yes | Yes | Yes | Yes | Yes | Yes | 1005425
| Bathroom Exhaust Fans |  | Delta Electronics Inc. | Delta | SIG80-110DLED |  | 0 |  | 6" | Horizontal | 60 CFM | 0.25 | 60 | 0.3 | 8.7 | 6.8 | Yes | Yes | Yes | Yes | Yes | Yes | 1005425
| Bathroom Exhaust Fans |  | Delta Electronics Inc. | Delta | SIG80-110DLED |  | 0 |  | 6" | Horizontal | 60 CFM | 0.1 | 60 | <0.3 | 5.6 | 10.7 | Yes | Yes | Yes | Yes | Yes | Yes | 1005425
| Bathroom Exhaust Fans |  | Delta Electronics Inc. | Delta | SIG80-110DLED |  | 0 |  | 6" | Horizontal | 80 CFM | 0.25 | 80 | 0.5 | 9.9 | 8.0 | Yes | Yes | Yes | Yes | Yes | Yes | 1005425
| Bathroom Exhaust Fans |  | Delta Electronics Inc. | Delta | SIG80-110DLED |  | 0 |  | 6" | Horizontal | 80 CFM | 0.1 | 80 | <0.3 | 6.8 | 11.7 | Yes | Yes | Yes | Yes | Yes | Yes | 1005425
| Bathroom Exhaust Fans |  | Delta Electronics Inc. | Delta | SIG80-110DLED |  | 0 |  | 6" | Horizontal | 110 CFM | 0.25 | 110 | 0.8 | 15.5 | 7.0 | Yes | Yes | Yes | Yes | Yes | Yes | 1005425
| Bathroom Exhaust Fans |  | Delta Electronics Inc. | Delta | SIG80-110DLED |  | 0 |  | 6" | Horizontal | 110 CFM | 0.1 | 110 | <0.3 | 9.7 | 11.3 | Yes | Yes | Yes | Yes | Yes | Yes | 1005425
| Bathroom Exhaust Fans |  | Delta Electronics Inc. | Delta | SIG80-110ELED |  | 0 |  | 6" | Horizontal | 110 CFM | 0.1 | 110 | 0.5 | 9.9 | 11.1 | Yes | Yes | Yes | Yes | Yes | Yes | 1005721
| Bathroom Exhaust Fans |  | Delta Electronics Inc. | Delta | SIG80-110ELED |  | 0 |  | 6" | Horizontal | 110 CFM | 0.25 | 109 | 1 | 15.5 | 7.0 | Yes | Yes | Yes | Yes | Yes | Yes | 1005721
| Bathroom Exhaust Fans |  | Delta Electronics Inc. | Delta | SIG80-110ELED |  | 0 |  | 6" | Horizontal | 80 CFM | 0.1 | 80 | <0.3 | 7.5 | 10.6 | Yes | Yes | Yes | Yes | Yes | Yes | 1005721
| Bathroom Exhaust Fans |  | Delta Electronics Inc. | Delta | SIG80-110ELED |  | 0 |  | 6" | Horizontal | 80 CFM | 0.25 | 80 | 0.8 | 11.5 | 6.9 | Yes | Yes | Yes | Yes | Yes | Yes | 1005721
| Bathroom Exhaust Fans |  | Delta Electronics Inc. | Delta | SIG80-110ELED |  | 0 |  | 4" | Horizontal | 110 CFM | 0.1 | 110 | 1 | 14 | 7.8 | Yes | Yes | Yes | Yes | Yes | Yes | 1005721
| Bathroom Exhaust Fans |  | Delta Electronics Inc. | Delta | SIG80-110ELED |  | 0 |  | 4" | Horizontal | 110 CFM | 0.25 | 99 | 1.4 | 15.5 | 6.3 | Yes | Yes | Yes | Yes | Yes | Yes | 1005721
| Bathroom Exhaust Fans |  | Delta Electronics Inc. | Delta | SIG80-110ELED |  | 0 |  | 4" | Horizontal | 80 CFM | 0.1 | 80 | 0.3 | 8.5 | 9.4 | Yes | Yes | Yes | Yes | Yes | Yes | 1005721
| Bathroom Exhaust Fans |  | Delta Electronics Inc. | Delta | SIG80-110ELED |  | 0 |  | 4" | Horizontal | 80 CFM | 0.25 | 79 | 1.1 | 12.5 | 6.3 | Yes | Yes | Yes | Yes | Yes | Yes | 1005721
| Bathroom Exhaust Fans |  | Delta Electronics Inc. | Delta | SIG80-110H |  | 0 |  | 4" | Horizontal | 30 CFM | 0.25 | 30 | <0.3 | 6.9 | 4.3 | Yes | Yes | Yes | Yes | Yes | Yes | 1005420
| Bathroom Exhaust Fans |  | Delta Electronics Inc. | Delta | SIG80-110H |  | 0 |  | 4" | Horizontal | 30 CFM | 0.1 | 30 | <0.3 | 4.5 | 6.6 | Yes | Yes | Yes | Yes | Yes | Yes | 1005420
| Bathroom Exhaust Fans |  | Delta Electronics Inc. | Delta | SIG80-110H |  | 0 |  | 4" | Horizontal | 50 CFM | 0.25 | 50 | 0.5 | 8.2 | 6.0 | Yes | Yes | Yes | Yes | Yes | Yes | 1005420
| Bathroom Exhaust Fans |  | Delta Electronics Inc. | Delta | SIG80-110H |  | 0 |  | 4" | Horizontal | 50 CFM | 0.1 | 50 | <0.3 | 5.2 | 9.6 | Yes | Yes | Yes | Yes | Yes | Yes | 1005420
| Bathroom Exhaust Fans |  | Delta Electronics Inc. | Delta | SIG80-110H |  | 0 |  | 4" | Horizontal | 60 CFM | 0.25 | 57 | 0.8 | 9 | 6.3 | Yes | Yes | Yes | Yes | Yes | Yes | 1005420
| Bathroom Exhaust Fans |  | Delta Electronics Inc. | Delta | SIG80-110H |  | 0 |  | 4" | Horizontal | 60 CFM | 0.1 | 60 | <0.3 | 5.8 | 10.3 | Yes | Yes | Yes | Yes | Yes | Yes | 1005420
| Bathroom Exhaust Fans |  | Delta Electronics Inc. | Delta | SIG80-110H |  | 0 |  | 4" | Horizontal | 80 CFM | 0.25 | 80 | 1.2 | 11.8 | 6.7 | Yes | Yes | Yes | Yes | Yes | Yes | 1005420
| Bathroom Exhaust Fans |  | Delta Electronics Inc. | Delta | SIG80-110H |  | 0 |  | 4" | Horizontal | 80 CFM | 0.1 | 80 | <0.3 | 7.4 | 10.8 | Yes | Yes | Yes | Yes | Yes | Yes | 1005420
| Bathroom Exhaust Fans |  | Delta Electronics Inc. | Delta | SIG80-110H |  | 0 |  | 4" | Horizontal | 110 CFM | 0.25 | 110 | 2 | 17.5 | 6.2 | Yes | Yes | Yes | Yes | Yes | Yes | 1005420
| Bathroom Exhaust Fans |  | Delta Electronics Inc. | Delta | SIG80-110H |  | 0 |  | 4" | Horizontal | 110 CFM | 0.1 | 110 | 1 | 12 | 9.1 | Yes | Yes | Yes | Yes | Yes | Yes | 1005420
| Bathroom Exhaust Fans |  | Delta Electronics Inc. | Delta | SIG80-110H |  | 0 |  | 6" | Horizontal | 30 CFM | 0.25 | 30 | <0.3 | 6.3 | 4.7 | Yes | Yes | Yes | Yes | Yes | Yes | 1005420
| Bathroom Exhaust Fans |  | Delta Electronics Inc. | Delta | SIG80-110H |  | 0 |  | 6" | Horizontal | 30 CFM | 0.1 | 30 | <0.3 | 4.4 | 6.8 | Yes | Yes | Yes | Yes | Yes | Yes | 1005420
| Bathroom Exhaust Fans |  | Delta Electronics Inc. | Delta | SIG80-110H |  | 0 |  | 6" | Horizontal | 50 CFM | 0.25 | 50 | <0.3 | 7.3 | 6.8 | Yes | Yes | Yes | Yes | Yes | Yes | 1005420
| Bathroom Exhaust Fans |  | Delta Electronics Inc. | Delta | SIG80-110H |  | 0 |  | 6" | Horizontal | 50 CFM | 0.1 | 50 | <0.3 | 4.8 | 10.4 | Yes | Yes | Yes | Yes | Yes | Yes | 1005420
| Bathroom Exhaust Fans |  | Delta Electronics Inc. | Delta | SIG80-110H |  | 0 |  | 6" | Horizontal | 60 CFM | 0.25 | 60 | 0.3 | 8.6 | 6.9 | Yes | Yes | Yes | Yes | Yes | Yes | 1005420
| Bathroom Exhaust Fans |  | Delta Electronics Inc. | Delta | SIG80-110H |  | 0 |  | 6" | Horizontal | 60 CFM | 0.1 | 60 | <0.3 | 5.5 | 10.9 | Yes | Yes | Yes | Yes | Yes | Yes | 1005420
| Bathroom Exhaust Fans |  | Delta Electronics Inc. | Delta | SIG80-110H |  | 0 |  | 6" | Horizontal | 80 CFM | 0.25 | 80 | 0.5 | 9.9 | 8.0 | Yes | Yes | Yes | Yes | Yes | Yes | 1005420
| Bathroom Exhaust Fans |  | Delta Electronics Inc. | Delta | SIG80-110H |  | 0 |  | 6" | Horizontal | 80 CFM | 0.1 | 80 | <0.3 | 6.2 | 12.9 | Yes | Yes | Yes | Yes | Yes | Yes | 1005420
| Bathroom Exhaust Fans |  | Delta Electronics Inc. | Delta | SIG80-110H |  | 0 |  | 6" | Horizontal | 110 CFM | 0.25 | 110 | 0.8 | 14.1 | 7.8 | Yes | Yes | Yes | Yes | Yes | Yes | 1005420
| Bathroom Exhaust Fans |  | Delta Electronics Inc. | Delta | SIG80-110H |  | 0 |  | 6" | Horizontal | 110 CFM | 0.1 | 110 | <0.3 | 8.2 | 13.4 | Yes | Yes | Yes | Yes | Yes | Yes | 1005420
| Bathroom Exhaust Fans |  | Delta Electronics Inc. | Delta | SIG80-110HLED |  | 0 |  | 4" | Horizontal | 30 CFM | 0.25 | 30 | <0.3 | 7.1 | 4.2 | Yes | Yes | Yes | Yes | Yes | Yes | 1005424
| Bathroom Exhaust Fans |  | Delta Electronics Inc. | Delta | SIG80-110HLED |  | 0 |  | 4" | Horizontal | 30 CFM | 0.1 | 30 | <0.3 | 4.5 | 6.6 | Yes | Yes | Yes | Yes | Yes | Yes | 1005424
| Bathroom Exhaust Fans |  | Delta Electronics Inc. | Delta | SIG80-110HLED |  | 0 |  | 4" | Horizontal | 50 CFM | 0.25 | 50 | 0.5 | 8.2 | 6.0 | Yes | Yes | Yes | Yes | Yes | Yes | 1005424
| Bathroom Exhaust Fans |  | Delta Electronics Inc. | Delta | SIG80-110HLED |  | 0 |  | 4" | Horizontal | 50 CFM | 0.1 | 50 | <0.3 | 5.4 | 9.2 | Yes | Yes | Yes | Yes | Yes | Yes | 1005424
| Bathroom Exhaust Fans |  | Delta Electronics Inc. | Delta | SIG80-110HLED |  | 0 |  | 4" | Horizontal | 60 CFM | 0.25 | 58 | 0.8 | 9.5 | 6.1 | Yes | Yes | Yes | Yes | Yes | Yes | 1005424
| Bathroom Exhaust Fans |  | Delta Electronics Inc. | Delta | SIG80-110HLED |  | 0 |  | 4" | Horizontal | 60 CFM | 0.1 | 60 | <0.3 | 6.3 | 9.5 | Yes | Yes | Yes | Yes | Yes | Yes | 1005424
| Bathroom Exhaust Fans |  | Delta Electronics Inc. | Delta | SIG80-110HLED |  | 0 |  | 4" | Horizontal | 80 CFM | 0.25 | 80 | 1.2 | 12.5 | 6.4 | Yes | Yes | Yes | Yes | Yes | Yes | 1005424
| Bathroom Exhaust Fans |  | Delta Electronics Inc. | Delta | SIG80-110HLED |  | 0 |  | 4" | Horizontal | 80 CFM | 0.1 | 80 | <0.3 | 7.8 | 10.2 | Yes | Yes | Yes | Yes | Yes | Yes | 1005424
| Bathroom Exhaust Fans |  | Delta Electronics Inc. | Delta | SIG80-110HLED |  | 0 |  | 4" | Horizontal | 110 CFM | 0.25 | 106 | 2 | 18 | 5.8 | Yes | Yes | Yes | Yes | Yes | Yes | 1005424
| Bathroom Exhaust Fans |  | Delta Electronics Inc. | Delta | SIG80-110HLED |  | 0 |  | 4" | Horizontal | 110 CFM | 0.1 | 110 | 1 | 13.5 | 8.1 | Yes | Yes | Yes | Yes | Yes | Yes | 1005424
| Bathroom Exhaust Fans |  | Delta Electronics Inc. | Delta | SIG80-110HLED |  | 0 |  | 6" | Horizontal | 30 CFM | 0.25 | 30 | <0.3 | 6.7 | 4.4 | Yes | Yes | Yes | Yes | Yes | Yes | 1005424
| Bathroom Exhaust Fans |  | Delta Electronics Inc. | Delta | SIG80-110HLED |  | 0 |  | 6" | Horizontal | 30 CFM | 0.1 | 30 | <0.3 | 4.4 | 6.8 | Yes | Yes | Yes | Yes | Yes | Yes | 1005424
| Bathroom Exhaust Fans |  | Delta Electronics Inc. | Delta | SIG80-110HLED |  | 0 |  | 6" | Horizontal | 50 CFM | 0.25 | 50 | <0.3 | 8.2 | 6.0 | Yes | Yes | Yes | Yes | Yes | Yes | 1005424
| Bathroom Exhaust Fans |  | Delta Electronics Inc. | Delta | SIG80-110HLED |  | 0 |  | 6" | Horizontal | 50 CFM | 0.1 | 50 | <0.3 | 5.2 | 9.6 | Yes | Yes | Yes | Yes | Yes | Yes | 1005424
| Bathroom Exhaust Fans |  | Delta Electronics Inc. | Delta | SIG80-110HLED |  | 0 |  | 6" | Horizontal | 60 CFM | 0.25 | 60 | 0.3 | 8.7 | 6.8 | Yes | Yes | Yes | Yes | Yes | Yes | 1005424
| Bathroom Exhaust Fans |  | Delta Electronics Inc. | Delta | SIG80-110HLED |  | 0 |  | 6" | Horizontal | 60 CFM | 0.1 | 60 | <0.3 | 5.6 | 10.7 | Yes | Yes | Yes | Yes | Yes | Yes | 1005424
| Bathroom Exhaust Fans |  | Delta Electronics Inc. | Delta | SIG80-110HLED |  | 0 |  | 6" | Horizontal | 80 CFM | 0.25 | 80 | 0.5 | 9.9 | 8.0 | Yes | Yes | Yes | Yes | Yes | Yes | 1005424
| Bathroom Exhaust Fans |  | Delta Electronics Inc. | Delta | SIG80-110HLED |  | 0 |  | 6" | Horizontal | 80 CFM | 0.1 | 80 | <0.3 | 6.8 | 11.7 | Yes | Yes | Yes | Yes | Yes | Yes | 1005424
| Bathroom Exhaust Fans |  | Delta Electronics Inc. | Delta | SIG80-110HLED |  | 0 |  | 6" | Horizontal | 110 CFM | 0.25 | 110 | 0.8 | 15.5 | 7.0 | Yes | Yes | Yes | Yes | Yes | Yes | 1005424
| Bathroom Exhaust Fans |  | Delta Electronics Inc. | Delta | SIG80-110HLED |  | 0 |  | 6" | Horizontal | 110 CFM | 0.1 | 110 | <0.3 | 9.7 | 11.3 | Yes | Yes | Yes | Yes | Yes | Yes | 1005424
| Bathroom Exhaust Fans |  | Delta Electronics Inc. | Delta | SIG80-110LED |  | 0 |  | 6" | Horizontal | 110 CFM | 0.1 | 110 | <0.3 | 9.7 | 11.3 | Yes | Yes | Yes | Yes | Yes | Yes | 1005426
| Bathroom Exhaust Fans |  | Delta Electronics Inc. | Delta | SIG80-110LED |  | 0 |  | 6" | Horizontal | 110 CFM | 0.25 | 110 | 0.8 | 15.5 | 7.0 | Yes | Yes | Yes | Yes | Yes | Yes | 1005426
| Bathroom Exhaust Fans |  | Delta Electronics Inc. | Delta | SIG80-110LED |  | 0 |  | 6" | Horizontal | 80 CFM | 0.1 | 80 | <0.3 | 6.8 | 11.7 | Yes | Yes | Yes | Yes | Yes | Yes | 1005426
| Bathroom Exhaust Fans |  | Delta Electronics Inc. | Delta | SIG80-110LED |  | 0 |  | 6" | Horizontal | 80 CFM | 0.25 | 80 | 0.5 | 9.9 | 8.0 | Yes | Yes | Yes | Yes | Yes | Yes | 1005426
| Bathroom Exhaust Fans |  | Delta Electronics Inc. | Delta | SIG80-110LED |  | 0 |  | 4" | Horizontal | 110 CFM | 0.1 | 110 | 1 | 13.5 | 8.1 | Yes | Yes | Yes | Yes | Yes | Yes | 1005426
| Bathroom Exhaust Fans |  | Delta Electronics Inc. | Delta | SIG80-110LED |  | 0 |  | 4" | Horizontal | 110 CFM | 0.25 | 106 | 2 | 18 | 5.8 | Yes | Yes | Yes | Yes | Yes | Yes | 1005426
| Bathroom Exhaust Fans |  | Delta Electronics Inc. | Delta | SIG80-110LED |  | 0 |  | 4" | Horizontal | 80 CFM | 0.1 | 80 | <0.3 | 7.8 | 10.2 | Yes | Yes | Yes | Yes | Yes | Yes | 1005426
| Bathroom Exhaust Fans |  | Delta Electronics Inc. | Delta | SIG80-110LED |  | 0 |  | 4" | Horizontal | 80 CFM | 0.25 | 80 | 1.2 | 12.5 | 6.4 | Yes | Yes | Yes | Yes | Yes | Yes | 1005426
| Bathroom Exhaust Fans |  | Delta Electronics Inc. | Delta | SIG80-110MH |  | 0 |  | 4" | Horizontal | 30 CFM | 0.25 | 30 | <0.3 | 6.9 | 4.3 | Yes | Yes | Yes | Yes | Yes | Yes | 1005422
| Bathroom Exhaust Fans |  | Delta Electronics Inc. | Delta | SIG80-110MH |  | 0 |  | 4" | Horizontal | 30 CFM | 0.1 | 30 | <0.3 | 4.5 | 6.6 | Yes | Yes | Yes | Yes | Yes | Yes | 1005422
| Bathroom Exhaust Fans |  | Delta Electronics Inc. | Delta | SIG80-110MH |  | 0 |  | 4" | Horizontal | 50 CFM | 0.25 | 50 | 0.5 | 8.2 | 6.0 | Yes | Yes | Yes | Yes | Yes | Yes | 1005422
| Bathroom Exhaust Fans |  | Delta Electronics Inc. | Delta | SIG80-110MH |  | 0 |  | 4" | Horizontal | 50 CFM | 0.1 | 50 | <0.3 | 5.2 | 9.6 | Yes | Yes | Yes | Yes | Yes | Yes | 1005422
| Bathroom Exhaust Fans |  | Delta Electronics Inc. | Delta | SIG80-110MH |  | 0 |  | 4" | Horizontal | 60 CFM | 0.25 | 57 | 0.8 | 9 | 6.3 | Yes | Yes | Yes | Yes | Yes | Yes | 1005422
| Bathroom Exhaust Fans |  | Delta Electronics Inc. | Delta | SIG80-110MH |  | 0 |  | 4" | Horizontal | 60 CFM | 0.1 | 60 | <0.3 | 5.8 | 10.3 | Yes | Yes | Yes | Yes | Yes | Yes | 1005422
| Bathroom Exhaust Fans |  | Delta Electronics Inc. | Delta | SIG80-110MH |  | 0 |  | 4" | Horizontal | 80 CFM | 0.25 | 80 | 1.2 | 11.8 | 6.7 | Yes | Yes | Yes | Yes | Yes | Yes | 1005422
| Bathroom Exhaust Fans |  | Delta Electronics Inc. | Delta | SIG80-110MH |  | 0 |  | 4" | Horizontal | 80 CFM | 0.1 | 80 | <0.3 | 7.4 | 10.8 | Yes | Yes | Yes | Yes | Yes | Yes | 1005422
| Bathroom Exhaust Fans |  | Delta Electronics Inc. | Delta | SIG80-110MH |  | 0 |  | 4" | Horizontal | 110 CFM | 0.25 | 110 | 2 | 17.5 | 6.2 | Yes | Yes | Yes | Yes | Yes | Yes | 1005422
| Bathroom Exhaust Fans |  | Delta Electronics Inc. | Delta | SIG80-110MH |  | 0 |  | 4" | Horizontal | 110 CFM | 0.1 | 110 | 1 | 12 | 9.1 | Yes | Yes | Yes | Yes | Yes | Yes | 1005422
| Bathroom Exhaust Fans |  | Delta Electronics Inc. | Delta | SIG80-110MH |  | 0 |  | 6" | Horizontal | 30 CFM | 0.25 | 30 | <0.3 | 6.3 | 4.7 | Yes | Yes | Yes | Yes | Yes | Yes | 1005422
| Bathroom Exhaust Fans |  | Delta Electronics Inc. | Delta | SIG80-110MH |  | 0 |  | 6" | Horizontal | 30 CFM | 0.1 | 30 | <0.3 | 4.4 | 6.8 | Yes | Yes | Yes | Yes | Yes | Yes | 1005422
| Bathroom Exhaust Fans |  | Delta Electronics Inc. | Delta | SIG80-110MH |  | 0 |  | 6" | Horizontal | 50 CFM | 0.25 | 50 | <0.3 | 7.3 | 6.8 | Yes | Yes | Yes | Yes | Yes | Yes | 1005422
| Bathroom Exhaust Fans |  | Delta Electronics Inc. | Delta | SIG80-110MH |  | 0 |  | 6" | Horizontal | 50 CFM | 0.1 | 50 | <0.3 | 4.8 | 10.4 | Yes | Yes | Yes | Yes | Yes | Yes | 1005422
| Bathroom Exhaust Fans |  | Delta Electronics Inc. | Delta | SIG80-110MH |  | 0 |  | 6" | Horizontal | 60 CFM | 0.25 | 60 | 0.3 | 8.6 | 6.9 | Yes | Yes | Yes | Yes | Yes | Yes | 1005422
| Bathroom Exhaust Fans |  | Delta Electronics Inc. | Delta | SIG80-110MH |  | 0 |  | 6" | Horizontal | 60 CFM | 0.1 | 60 | <0.3 | 5.5 | 10.9 | Yes | Yes | Yes | Yes | Yes | Yes | 1005422
| Bathroom Exhaust Fans |  | Delta Electronics Inc. | Delta | SIG80-110MH |  | 0 |  | 6" | Horizontal | 80 CFM | 0.25 | 80 | 0.5 | 9.9 | 8.0 | Yes | Yes | Yes | Yes | Yes | Yes | 1005422
| Bathroom Exhaust Fans |  | Delta Electronics Inc. | Delta | SIG80-110MH |  | 0 |  | 6" | Horizontal | 80 CFM | 0.1 | 80 | <0.3 | 6.2 | 12.9 | Yes | Yes | Yes | Yes | Yes | Yes | 1005422
| Bathroom Exhaust Fans |  | Delta Electronics Inc. | Delta | SIG80-110MH |  | 0 |  | 6" | Horizontal | 110 CFM | 0.25 | 110 | 0.8 | 14.1 | 7.8 | Yes | Yes | Yes | Yes | Yes | Yes | 1005422
| Bathroom Exhaust Fans |  | Delta Electronics Inc. | Delta | SIG80-110MH |  | 0 |  | 6" | Horizontal | 110 CFM | 0.1 | 110 | <0.3 | 8.2 | 13.4 | Yes | Yes | Yes | Yes | Yes | Yes | 1005422
| Bathroom Exhaust Fans |  | Delta Electronics Inc. | Delta | SIG80-110MHLED |  | 0 |  | 4" | Horizontal | 30 CFM | 0.25 | 30 | <0.3 | 7.1 | 4.2 | Yes | Yes | Yes | Yes | Yes | Yes | 1005423
| Bathroom Exhaust Fans |  | Delta Electronics Inc. | Delta | SIG80-110MHLED |  | 0 |  | 4" | Horizontal | 30 CFM | 0.1 | 30 | <0.3 | 4.5 | 6.6 | Yes | Yes | Yes | Yes | Yes | Yes | 1005423
| Bathroom Exhaust Fans |  | Delta Electronics Inc. | Delta | SIG80-110MHLED |  | 0 |  | 4" | Horizontal | 50 CFM | 0.25 | 50 | 0.5 | 8.2 | 6.0 | Yes | Yes | Yes | Yes | Yes | Yes | 1005423
| Bathroom Exhaust Fans |  | Delta Electronics Inc. | Delta | SIG80-110MHLED |  | 0 |  | 4" | Horizontal | 50 CFM | 0.1 | 50 | <0.3 | 5.4 | 9.2 | Yes | Yes | Yes | Yes | Yes | Yes | 1005423
| Bathroom Exhaust Fans |  | Delta Electronics Inc. | Delta | SIG80-110MHLED |  | 0 |  | 4" | Horizontal | 60 CFM | 0.25 | 58 | 0.8 | 9.5 | 6.1 | Yes | Yes | Yes | Yes | Yes | Yes | 1005423
| Bathroom Exhaust Fans |  | Delta Electronics Inc. | Delta | SIG80-110MHLED |  | 0 |  | 4" | Horizontal | 60 CFM | 0.1 | 60 | <0.3 | 6.3 | 9.5 | Yes | Yes | Yes | Yes | Yes | Yes | 1005423
| Bathroom Exhaust Fans |  | Delta Electronics Inc. | Delta | SIG80-110MHLED |  | 0 |  | 4" | Horizontal | 80 CFM | 0.25 | 80 | 1.2 | 12.5 | 6.4 | Yes | Yes | Yes | Yes | Yes | Yes | 1005423
| Bathroom Exhaust Fans |  | Delta Electronics Inc. | Delta | SIG80-110MHLED |  | 0 |  | 4" | Horizontal | 80 CFM | 0.1 | 80 | <0.3 | 7.8 | 10.2 | Yes | Yes | Yes | Yes | Yes | Yes | 1005423
| Bathroom Exhaust Fans |  | Delta Electronics Inc. | Delta | SIG80-110MHLED |  | 0 |  | 4" | Horizontal | 110 CFM | 0.25 | 106 | 2 | 18 | 5.8 | Yes | Yes | Yes | Yes | Yes | Yes | 1005423
| Bathroom Exhaust Fans |  | Delta Electronics Inc. | Delta | SIG80-110MHLED |  | 0 |  | 4" | Horizontal | 110 CFM | 0.1 | 110 | 1 | 13.5 | 8.1 | Yes | Yes | Yes | Yes | Yes | Yes | 1005423
| Bathroom Exhaust Fans |  | Delta Electronics Inc. | Delta | SIG80-110MHLED |  | 0 |  | 6" | Horizontal | 30 CFM | 0.25 | 30 | <0.3 | 6.7 | 4.4 | Yes | Yes | Yes | Yes | Yes | Yes | 1005423
| Bathroom Exhaust Fans |  | Delta Electronics Inc. | Delta | SIG80-110MHLED |  | 0 |  | 6" | Horizontal | 30 CFM | 0.1 | 30 | <0.3 | 4.4 | 6.8 | Yes | Yes | Yes | Yes | Yes | Yes | 1005423
| Bathroom Exhaust Fans |  | Delta Electronics Inc. | Delta | SIG80-110MHLED |  | 0 |  | 6" | Horizontal | 50 CFM | 0.25 | 50 | <0.3 | 8.2 | 6.0 | Yes | Yes | Yes | Yes | Yes | Yes | 1005423
| Bathroom Exhaust Fans |  | Delta Electronics Inc. | Delta | SIG80-110MHLED |  | 0 |  | 6" | Horizontal | 50 CFM | 0.1 | 50 | <0.3 | 5.2 | 9.6 | Yes | Yes | Yes | Yes | Yes | Yes | 1005423
| Bathroom Exhaust Fans |  | Delta Electronics Inc. | Delta | SIG80-110MHLED |  | 0 |  | 6" | Horizontal | 60 CFM | 0.25 | 60 | 0.3 | 8.7 | 6.8 | Yes | Yes | Yes | Yes | Yes | Yes | 1005423
| Bathroom Exhaust Fans |  | Delta Electronics Inc. | Delta | SIG80-110MHLED |  | 0 |  | 6" | Horizontal | 60 CFM | 0.1 | 60 | <0.3 | 5.6 | 10.7 | Yes | Yes | Yes | Yes | Yes | Yes | 1005423
| Bathroom Exhaust Fans |  | Delta Electronics Inc. | Delta | SIG80-110MHLED |  | 0 |  | 6" | Horizontal | 80 CFM | 0.25 | 80 | 0.5 | 9.9 | 8.0 | Yes | Yes | Yes | Yes | Yes | Yes | 1005423
| Bathroom Exhaust Fans |  | Delta Electronics Inc. | Delta | SIG80-110MHLED |  | 0 |  | 6" | Horizontal | 80 CFM | 0.1 | 80 | <0.3 | 6.8 | 11.7 | Yes | Yes | Yes | Yes | Yes | Yes | 1005423
| Bathroom Exhaust Fans |  | Delta Electronics Inc. | Delta | SIG80-110MHLED |  | 0 |  | 6" | Horizontal | 110 CFM | 0.25 | 110 | 0.8 | 15.5 | 7.0 | Yes | Yes | Yes | Yes | Yes | Yes | 1005423
| Bathroom Exhaust Fans |  | Delta Electronics Inc. | Delta | SIG80-110MHLED |  | 0 |  | 6" | Horizontal | 110 CFM | 0.1 | 110 | <0.3 | 9.7 | 11.3 | Yes | Yes | Yes | Yes | Yes | Yes | 1005423
| Bathroom Exhaust Fans |  | Delta Electronics Inc. | Delta | SIG80D |  | 0 |  | 4" | Horizontal | 80 CFM | 0.1 | 80 | <0.3 | 8.7 | 9.1 | Yes | Yes | Yes | Yes | Yes | Yes | 1003885
| Bathroom Exhaust Fans |  | Delta Electronics Inc. | Delta | SIG80D |  | 0 |  | 4" | Horizontal | 80 CFM | 0.25 | 79 | 0.5 | 14 | 5.6 | Yes | Yes | Yes | Yes | Yes | Yes | 1003885
| Bathroom Exhaust Fans |  | Delta Electronics Inc. | Delta | SIG80D |  | 0 |  | 4" | Horizontal | 60 CFM | 0.1 | 60 | <0.3 | 6.7 | 8.9 | Yes | Yes | Yes | Yes | Yes | Yes | 1003885
| Bathroom Exhaust Fans |  | Delta Electronics Inc. | Delta | SIG80D |  | 0 |  | 4" | Horizontal | 60 CFM | 0.25 | 61 | 0.3 | 11.8 | 5.1 | Yes | Yes | Yes | Yes | Yes | Yes | 1003885
| Bathroom Exhaust Fans |  | Delta Electronics Inc. | Delta | SIG80D |  | 0 |  | 4" | Horizontal | 50 CFM | 0.1 | 50 | <0.3 | 6.6 | 7.5 | Yes | Yes | Yes | Yes | Yes | Yes | 1003885
| Bathroom Exhaust Fans |  | Delta Electronics Inc. | Delta | SIG80D |  | 0 |  | 4" | Horizontal | 50 CFM | 0.25 | 50 | <0.3 | 9.8 | 5.1 | Yes | Yes | Yes | Yes | Yes | Yes | 1003885
| Bathroom Exhaust Fans |  | Delta Electronics Inc. | Delta | SIG80D |  | 0 |  | 4" | Horizontal | 30 CFM | 0.1 | 30 | <0.3 | 4.8 | 6.2 | Yes | Yes | Yes | Yes | Yes | Yes | 1003885
| Bathroom Exhaust Fans |  | Delta Electronics Inc. | Delta | SIG80D |  | 0 |  | 4" | Horizontal | 30 CFM | 0.25 | 31 | <0.3 | 8.9 | 3.4 | Yes | Yes | Yes | Yes | Yes | Yes | 1003885
| Bathroom Exhaust Fans |  | Delta Electronics Inc. | Delta | SLM50 |  | 0 |  | 3" | Horizontal | HS | 0.1 | 50 | 1 | 6.4 | 7.8 | Yes | Yes | Yes | Yes | Yes | Yes | 1004325
| Bathroom Exhaust Fans |  | Delta Electronics Inc. | Delta | SLM50 |  | 0 |  | 3" | Horizontal | HS | 0.25 | 36 | 1.2 | 6.3 | 5.7 | Yes | Yes | Yes | Yes | Yes | Yes | 1004325
| Bathroom Exhaust Fans |  | Delta Electronics Inc. | Delta | SLM50-100 |  | 0 |  | 4" | Horizontal | 80 CFM | 0.1 | 80 | 0.4 | 8.2 | 9.7 | Yes | Yes | Yes | Yes | Yes | Yes | 1008376
| Bathroom Exhaust Fans |  | Delta Electronics Inc. | Delta | SLM50-100 |  | 0 |  | 4" | Horizontal | 100 CFM | 0.375 | 100 |  | 22.1 | 4.5 | Yes | Yes | Yes | Yes | Yes | Yes | 1008376
| Bathroom Exhaust Fans |  | Delta Electronics Inc. | Delta | SLM50-100 |  | 0 |  | 4" | Horizontal | 80 CFM | 0.25 | 80 | 1 | 12.8 | 6.2 | Yes | Yes | Yes | Yes | Yes | Yes | 1008376
| Bathroom Exhaust Fans |  | Delta Electronics Inc. | Delta | SLM50-100 |  | 0 |  | 4" | Horizontal | 80 CFM | 0.375 | 80 |  | 17.2 | 4.6 | Yes | Yes | Yes | Yes | Yes | Yes | 1008376
| Bathroom Exhaust Fans |  | Delta Electronics Inc. | Delta | SLM50-100 |  | 0 |  | 4" | Horizontal | 50 CFM | 0.1 | 50 | <0.3 | 5.2 | 9.6 | Yes | Yes | Yes | Yes | Yes | Yes | 1008376
| Bathroom Exhaust Fans |  | Delta Electronics Inc. | Delta | SLM50-100 |  | 0 |  | 4" | Horizontal | 50 CFM | 0.25 | 50 | 0.7 | 8.2 | 6.0 | Yes | Yes | Yes | Yes | Yes | Yes | 1008376
| Bathroom Exhaust Fans |  | Delta Electronics Inc. | Delta | SLM50-100 |  | 0 |  | 4" | Horizontal | 50 CFM | 0.375 | 50 |  | 12 | 4.1 | Yes | Yes | Yes | Yes | Yes | Yes | 1008376
| Bathroom Exhaust Fans |  | Delta Electronics Inc. | Delta | SLM50-100 |  | 0 |  | 4" | Horizontal | 100 CFM | 0.1 | 100 | 0.9 | 12.5 | 8.0 | Yes | Yes | Yes | Yes | Yes | Yes | 1008376
| Bathroom Exhaust Fans |  | Delta Electronics Inc. | Delta | SLM50-100 |  | 0 |  | 4" | Horizontal | 100 CFM | 0.25 | 100 | 1.4 | 17.4 | 5.7 | Yes | Yes | Yes | Yes | Yes | Yes | 1008376
| Bathroom Exhaust Fans |  | Delta Electronics Inc. | Delta | SLM50-100D |  | 0 |  | 4" | Horizontal | 80 CFM | 0.1 | 80 | 0.4 | 8.2 | 9.7 | Yes | Yes | Yes | Yes | Yes | Yes | 1008371
| Bathroom Exhaust Fans |  | Delta Electronics Inc. | Delta | SLM50-100D |  | 0 |  | 4" | Horizontal | 100 CFM | 0.375 | 100 |  | 22.1 | 4.5 | Yes | Yes | Yes | Yes | Yes | Yes | 1008371
| Bathroom Exhaust Fans |  | Delta Electronics Inc. | Delta | SLM50-100D |  | 0 |  | 4" | Horizontal | 80 CFM | 0.25 | 80 | 1 | 12.8 | 6.2 | Yes | Yes | Yes | Yes | Yes | Yes | 1008371
| Bathroom Exhaust Fans |  | Delta Electronics Inc. | Delta | SLM50-100D |  | 0 |  | 4" | Horizontal | 80 CFM | 0.375 | 80 |  | 17.2 | 4.6 | Yes | Yes | Yes | Yes | Yes | Yes | 1008371
| Bathroom Exhaust Fans |  | Delta Electronics Inc. | Delta | SLM50-100D |  | 0 |  | 4" | Horizontal | 50 CFM | 0.1 | 50 | <0.3 | 5.2 | 9.6 | Yes | Yes | Yes | Yes | Yes | Yes | 1008371
| Bathroom Exhaust Fans |  | Delta Electronics Inc. | Delta | SLM50-100D |  | 0 |  | 4" | Horizontal | 50 CFM | 0.25 | 50 | 0.7 | 8.2 | 6.0 | Yes | Yes | Yes | Yes | Yes | Yes | 1008371
| Bathroom Exhaust Fans |  | Delta Electronics Inc. | Delta | SLM50-100D |  | 0 |  | 4" | Horizontal | 50 CFM | 0.375 | 50 |  | 12 | 4.1 | Yes | Yes | Yes | Yes | Yes | Yes | 1008371
| Bathroom Exhaust Fans |  | Delta Electronics Inc. | Delta | SLM50-100D |  | 0 |  | 4" | Horizontal | 30 CFM | 0.1 | 30 | <0.3 | 3.8 | 7.8 | Yes | Yes | Yes | Yes | Yes | Yes | 1008371
| Bathroom Exhaust Fans |  | Delta Electronics Inc. | Delta | SLM50-100D |  | 0 |  | 4" | Horizontal | 30 CFM | 0.25 | 30 | 0.6 | 7.6 | 3.9 | Yes | Yes | Yes | Yes | Yes | Yes | 1008371
| Bathroom Exhaust Fans |  | Delta Electronics Inc. | Delta | SLM50-100D |  | 0 |  | 4" | Horizontal | 30 CFM | 0.375 | 30 |  | 9.8 | 3.0 | Yes | Yes | Yes | Yes | Yes | Yes | 1008371
| Bathroom Exhaust Fans |  | Delta Electronics Inc. | Delta | SLM50-100D |  | 0 |  | 4" | Horizontal | 100 CFM | 0.1 | 100 | 0.9 | 12.5 | 8.0 | Yes | Yes | Yes | Yes | Yes | Yes | 1008371
| Bathroom Exhaust Fans |  | Delta Electronics Inc. | Delta | SLM50-100D |  | 0 |  | 4" | Horizontal | 100 CFM | 0.25 | 100 | 1.4 | 17.4 | 5.7 | Yes | Yes | Yes | Yes | Yes | Yes | 1008371
| Bathroom Exhaust Fans |  | Delta Electronics Inc. | Delta | SLM50-100H |  | 0 |  | 4" | Horizontal | 80 CFM | 0.1 | 80 | 0.4 | 8.2 | 9.7 | Yes | Yes | Yes | Yes | Yes | Yes | 1008370
| Bathroom Exhaust Fans |  | Delta Electronics Inc. | Delta | SLM50-100H |  | 0 |  | 4" | Horizontal | 100 CFM | 0.375 | 100 |  | 22.1 | 4.5 | Yes | Yes | Yes | Yes | Yes | Yes | 1008370
| Bathroom Exhaust Fans |  | Delta Electronics Inc. | Delta | SLM50-100H |  | 0 |  | 4" | Horizontal | 80 CFM | 0.25 | 80 | 1 | 12.8 | 6.2 | Yes | Yes | Yes | Yes | Yes | Yes | 1008370
| Bathroom Exhaust Fans |  | Delta Electronics Inc. | Delta | SLM50-100H |  | 0 |  | 4" | Horizontal | 80 CFM | 0.375 | 80 |  | 17.2 | 4.6 | Yes | Yes | Yes | Yes | Yes | Yes | 1008370
| Bathroom Exhaust Fans |  | Delta Electronics Inc. | Delta | SLM50-100H |  | 0 |  | 4" | Horizontal | 50 CFM | 0.1 | 50 | <0.3 | 5.2 | 9.6 | Yes | Yes | Yes | Yes | Yes | Yes | 1008370
| Bathroom Exhaust Fans |  | Delta Electronics Inc. | Delta | SLM50-100H |  | 0 |  | 4" | Horizontal | 50 CFM | 0.25 | 50 | 0.7 | 8.2 | 6.0 | Yes | Yes | Yes | Yes | Yes | Yes | 1008370
| Bathroom Exhaust Fans |  | Delta Electronics Inc. | Delta | SLM50-100H |  | 0 |  | 4" | Horizontal | 50 CFM | 0.375 | 50 |  | 12 | 4.1 | Yes | Yes | Yes | Yes | Yes | Yes | 1008370
| Bathroom Exhaust Fans |  | Delta Electronics Inc. | Delta | SLM50-100H |  | 0 |  | 4" | Horizontal | 30 CFM | 0.1 | 30 | <0.3 | 3.8 | 7.8 | Yes | Yes | Yes | Yes | Yes | Yes | 1008370
| Bathroom Exhaust Fans |  | Delta Electronics Inc. | Delta | SLM50-100H |  | 0 |  | 4" | Horizontal | 30 CFM | 0.25 | 30 | 0.6 | 7.6 | 3.9 | Yes | Yes | Yes | Yes | Yes | Yes | 1008370
| Bathroom Exhaust Fans |  | Delta Electronics Inc. | Delta | SLM50-100H |  | 0 |  | 4" | Horizontal | 30 CFM | 0.375 | 30 |  | 9.8 | 3.0 | Yes | Yes | Yes | Yes | Yes | Yes | 1008370
| Bathroom Exhaust Fans |  | Delta Electronics Inc. | Delta | SLM50-100H |  | 0 |  | 4" | Horizontal | 100 CFM | 0.1 | 100 | 0.9 | 12.5 | 8.0 | Yes | Yes | Yes | Yes | Yes | Yes | 1008370
| Bathroom Exhaust Fans |  | Delta Electronics Inc. | Delta | SLM50-100H |  | 0 |  | 4" | Horizontal | 100 CFM | 0.25 | 100 | 1.4 | 17.4 | 5.7 | Yes | Yes | Yes | Yes | Yes | Yes | 1008370
| Bathroom Exhaust Fans |  | Delta Electronics Inc. | Delta | SLM50-100LED |  | 0 |  | 4" | Horizontal | 80 CFM | 0.1 | 80 | 0.4 | 8.2 | 9.7 | Yes | Yes | Yes | Yes | Yes | Yes | 1008377
| Bathroom Exhaust Fans |  | Delta Electronics Inc. | Delta | SLM50-100LED |  | 0 |  | 4" | Horizontal | 100 CFM | 0.375 | 100 |  | 22.1 | 4.5 | Yes | Yes | Yes | Yes | Yes | Yes | 1008377
| Bathroom Exhaust Fans |  | Delta Electronics Inc. | Delta | SLM50-100LED |  | 0 |  | 4" | Horizontal | 80 CFM | 0.25 | 80 | 1 | 12.8 | 6.2 | Yes | Yes | Yes | Yes | Yes | Yes | 1008377
| Bathroom Exhaust Fans |  | Delta Electronics Inc. | Delta | SLM50-100LED |  | 0 |  | 4" | Horizontal | 80 CFM | 0.375 | 80 |  | 17.2 | 4.6 | Yes | Yes | Yes | Yes | Yes | Yes | 1008377
| Bathroom Exhaust Fans |  | Delta Electronics Inc. | Delta | SLM50-100LED |  | 0 |  | 4" | Horizontal | 50 CFM | 0.1 | 50 | <0.3 | 5.2 | 9.6 | Yes | Yes | Yes | Yes | Yes | Yes | 1008377
| Bathroom Exhaust Fans |  | Delta Electronics Inc. | Delta | SLM50-100LED |  | 0 |  | 4" | Horizontal | 50 CFM | 0.25 | 50 | 0.7 | 8.2 | 6.0 | Yes | Yes | Yes | Yes | Yes | Yes | 1008377
| Bathroom Exhaust Fans |  | Delta Electronics Inc. | Delta | SLM50-100LED |  | 0 |  | 4" | Horizontal | 50 CFM | 0.375 | 50 |  | 12 | 4.1 | Yes | Yes | Yes | Yes | Yes | Yes | 1008377
| Bathroom Exhaust Fans |  | Delta Electronics Inc. | Delta | SLM50-100LED |  | 0 |  | 4" | Horizontal | 100 CFM | 0.1 | 100 | 0.9 | 12.5 | 8.0 | Yes | Yes | Yes | Yes | Yes | Yes | 1008377
| Bathroom Exhaust Fans |  | Delta Electronics Inc. | Delta | SLM50-100LED |  | 0 |  | 4" | Horizontal | 100 CFM | 0.25 | 100 | 1.4 | 17.4 | 5.7 | Yes | Yes | Yes | Yes | Yes | Yes | 1008377
| Bathroom Exhaust Fans |  | Delta Electronics Inc. | Delta | SLM50-110-C |  | 0 |  | 4" | Horizontal | 110 CFM | 0.1 | 110 | 1.2 | 16.5 | 6.6 | Yes | Yes | Yes | Yes | Yes | Yes | 1007018
| Bathroom Exhaust Fans |  | Delta Electronics Inc. | Delta | SLM50-110-C |  | 0 |  | 4" | Horizontal | 110 CFM | 0.25 | 110 | 1.5 | 24 | 4.5 | Yes | Yes | Yes | Yes | Yes | Yes | 1007018
| Bathroom Exhaust Fans |  | Delta Electronics Inc. | Delta | SLM50-110-C |  | 0 |  | 4" | Horizontal | 80 CFM | 0.1 | 80 | 0.4 | 8.5 | 9.4 | Yes | Yes | Yes | Yes | Yes | Yes | 1007018
| Bathroom Exhaust Fans |  | Delta Electronics Inc. | Delta | SLM50-110-C |  | 0 |  | 4" | Horizontal | 80 CFM | 0.25 | 80 | 1 | 14.5 | 5.5 | Yes | Yes | Yes | Yes | Yes | Yes | 1007018
| Bathroom Exhaust Fans |  | Delta Electronics Inc. | Delta | SLM50-110-C |  | 0 |  | 4" | Horizontal | 50 CFM | 0.1 | 50 | <0.3 | 6 | 8.3 | Yes | Yes | Yes | Yes | Yes | Yes | 1007018
| Bathroom Exhaust Fans |  | Delta Electronics Inc. | Delta | SLM50-110-C |  | 0 |  | 4" | Horizontal | 50 CFM | 0.25 | 50 | 0.8 | 9.5 | 5.2 | Yes | Yes | Yes | Yes | Yes | Yes | 1007018
| Bathroom Exhaust Fans |  | Delta Electronics Inc. | Delta | SLM50-110LED-C |  | 0 |  | 4" | Horizontal | 80 CFM | 0.1 | 80 | 0.4 | 9 | 8.8 | Yes | Yes | Yes | Yes | Yes | Yes | 1007019
| Bathroom Exhaust Fans |  | Delta Electronics Inc. | Delta | SLM50-110LED-C |  | 0 |  | 4" | Horizontal | 80 CFM | 0.25 | 80 | 1.1 | 14.5 | 5.5 | Yes | Yes | Yes | Yes | Yes | Yes | 1007019
| Bathroom Exhaust Fans |  | Delta Electronics Inc. | Delta | SLM50-110LED-C |  | 0 |  | 4" | Horizontal | 50 CFM | 0.1 | 50 | <0.3 | 6 | 8.3 | Yes | Yes | Yes | Yes | Yes | Yes | 1007019
| Bathroom Exhaust Fans |  | Delta Electronics Inc. | Delta | SLM50-110LED-C |  | 0 |  | 4" | Horizontal | 50 CFM | 0.25 | 47 | 0.8 | 9.5 | 4.9 | Yes | Yes | Yes | Yes | Yes | Yes | 1007019
| Bathroom Exhaust Fans |  | Delta Electronics Inc. | Delta | SLM50-110LED-C |  | 0 |  | 4" | Horizontal | 110 CFM | 0.1 | 110 | 1.3 | 16.5 | 6.6 | Yes | Yes | Yes | Yes | Yes | Yes | 1007019
| Bathroom Exhaust Fans |  | Delta Electronics Inc. | Delta | SLM50-110LED-C |  | 0 |  | 4" | Horizontal | 110 CFM | 0.25 | 106 | 1.5 | 24 | 4.4 | Yes | Yes | Yes | Yes | Yes | Yes | 1007019
| Bathroom Exhaust Fans |  | Delta Electronics Inc. | Delta | SLM70 |  | 0 |  | 3" | Horizontal | HS | 0.1 | 70 | 2 | 13.2 | 5.3 | Yes | Yes | Yes | Yes | Yes | Yes | 1003955
| Bathroom Exhaust Fans |  | Delta Electronics Inc. | Delta | SLM70 |  | 0 |  | 3" | Horizontal | HS | 0.25 | 54 | 1.5 | 11.6 | 4.6 | Yes | Yes | Yes | Yes | Yes | Yes | 1003955
| Bathroom Exhaust Fans |  | Delta Electronics Inc. | Delta | SLM70D |  | 0 |  | 4" | Horizontal | LS | 0.25 | 25 | 1 | 6 | 4.1 | Yes | Yes | Yes | Yes | Yes | Yes | 1005357
| Bathroom Exhaust Fans |  | Delta Electronics Inc. | Delta | SLM70D |  | 0 |  | 4" | Horizontal | LS | 0.1 | 40 | 0.8 | 5 | 8.0 | Yes | Yes | Yes | Yes | Yes | Yes | 1005357
| Bathroom Exhaust Fans |  | Delta Electronics Inc. | Delta | SLM70D |  | 0 |  | 4" | Horizontal | HS | 0.25 | 50 | 1.5 | 11.6 | 4.3 | Yes | Yes | Yes | Yes | Yes | Yes | 1005357
| Bathroom Exhaust Fans |  | Delta Electronics Inc. | Delta | SLM70D |  | 0 |  | 4" | Horizontal | HS | 0.1 | 70 | 2 | 13.2 | 5.3 | Yes | Yes | Yes | Yes | Yes | Yes | 1005357
| Bathroom Exhaust Fans |  | Delta Electronics Inc. | Delta | SLM70D2 |  | 0 |  | 3" | Horizontal | HS | 0.25 | 60 | 1.3 | 12 | 5.0 | Yes | Yes | Yes | Yes | Yes | Yes | 1008628
| Bathroom Exhaust Fans |  | Delta Electronics Inc. | Delta | SLM70D2 |  | 0 |  | 3" | Horizontal | HS | 0.1 | 70 | 1.1 | 11.3 | 6.1 | Yes | Yes | Yes | Yes | Yes | Yes | 1008628
| Bathroom Exhaust Fans |  | Delta Electronics Inc. | Delta | SLM70D2 |  | 0 |  | 3" | Horizontal | LS | 0.25 | 25 | 0.8 | 5.3 | 4.7 | Yes | Yes | Yes | Yes | Yes | Yes | 1008628
| Bathroom Exhaust Fans |  | Delta Electronics Inc. | Delta | SLM70D2 |  | 0 |  | 3" | Horizontal | LS | 0.1 | 40 | 0.3 | 4 | 10.0 | Yes | Yes | Yes | Yes | Yes | Yes | 1008628
| Bathroom Exhaust Fans |  | Delta Electronics Inc. | Delta | SLM70ELED |  | 0 |  | 3" | Horizontal | 70 CFM | 0.1 | 70 | 2 | 13.2 | 5.3 | Yes | Yes | Yes | Yes | Yes | Yes | 1006471
| Bathroom Exhaust Fans |  | Delta Electronics Inc. | Delta | SLM70ELED |  | 0 |  | 3" | Horizontal | 70 CFM | 0.25 | 53 | 1.5 | 11.6 | 4.5 | Yes | Yes | Yes | Yes | Yes | Yes | 1006471
| Bathroom Exhaust Fans |  | Delta Electronics Inc. | Delta | SLM70H |  | 0 |  | 3" | Horizontal | HS | 0.1 | 70 | 2 | 13.2 | 5.3 | Yes | Yes | Yes | Yes | Yes | Yes | 1004248
| Bathroom Exhaust Fans |  | Delta Electronics Inc. | Delta | SLM70H |  | 0 |  | 3" | Horizontal | HS | 0.25 | 54 | 1.5 | 11.6 | 4.6 | Yes | Yes | Yes | Yes | Yes | Yes | 1004248
| Bathroom Exhaust Fans |  | Delta Electronics Inc. | Delta | SLM80-110D |  | 0 |  | 4" | Horizontal | 110 CFM | 0.1 | 110 | 1.2 | 16.5 | 6.6 | Yes | Yes | Yes | Yes | Yes | Yes | 1006334
| Bathroom Exhaust Fans |  | Delta Electronics Inc. | Delta | SLM80-110D |  | 0 |  | 4" | Horizontal | 110 CFM | 0.25 | 110 | 1.5 | 24 | 4.5 | Yes | Yes | Yes | Yes | Yes | Yes | 1006334
| Bathroom Exhaust Fans |  | Delta Electronics Inc. | Delta | SLM80-110D |  | 0 |  | 4" | Horizontal | 80 CFM | 0.1 | 80 | 0.4 | 8.5 | 9.4 | Yes | Yes | Yes | Yes | Yes | Yes | 1006334
| Bathroom Exhaust Fans |  | Delta Electronics Inc. | Delta | SLM80-110D |  | 0 |  | 4" | Horizontal | 80 CFM | 0.25 | 80 | 1 | 14.5 | 5.5 | Yes | Yes | Yes | Yes | Yes | Yes | 1006334
| Bathroom Exhaust Fans |  | Delta Electronics Inc. | Delta | SLM80-110D |  | 0 |  | 4" | Horizontal | 50 CFM | 0.1 | 50 | <0.3 | 6 | 8.3 | Yes | Yes | Yes | Yes | Yes | Yes | 1006334
| Bathroom Exhaust Fans |  | Delta Electronics Inc. | Delta | SLM80-110D |  | 0 |  | 4" | Horizontal | 50 CFM | 0.25 | 50 | 0.8 | 9.5 | 5.2 | Yes | Yes | Yes | Yes | Yes | Yes | 1006334
| Bathroom Exhaust Fans |  | Delta Electronics Inc. | Delta | SLM80-110D-C |  | 0 |  | 4" | Horizontal | 110 CFM | 0.1 | 110 | 1.2 | 16.5 | 6.6 | Yes | Yes | Yes | Yes | Yes | Yes | 1006652
| Bathroom Exhaust Fans |  | Delta Electronics Inc. | Delta | SLM80-110D-C |  | 0 |  | 4" | Horizontal | 110 CFM | 0.25 | 110 | 1.5 | 24 | 4.5 | Yes | Yes | Yes | Yes | Yes | Yes | 1006652
| Bathroom Exhaust Fans |  | Delta Electronics Inc. | Delta | SLM80-110D-C |  | 0 |  | 4" | Horizontal | 80 CFM | 0.1 | 80 | 0.4 | 8.5 | 9.4 | Yes | Yes | Yes | Yes | Yes | Yes | 1006652
| Bathroom Exhaust Fans |  | Delta Electronics Inc. | Delta | SLM80-110D-C |  | 0 |  | 4" | Horizontal | 80 CFM | 0.25 | 80 | 1 | 14.5 | 5.5 | Yes | Yes | Yes | Yes | Yes | Yes | 1006652
| Bathroom Exhaust Fans |  | Delta Electronics Inc. | Delta | SLM80-110D-C |  | 0 |  | 4" | Horizontal | 50 CFM | 0.1 | 50 | <0.3 | 6 | 8.3 | Yes | Yes | Yes | Yes | Yes | Yes | 1006652
| Bathroom Exhaust Fans |  | Delta Electronics Inc. | Delta | SLM80-110D-C |  | 0 |  | 4" | Horizontal | 50 CFM | 0.25 | 50 | 0.8 | 9.5 | 5.2 | Yes | Yes | Yes | Yes | Yes | Yes | 1006652
| Bathroom Exhaust Fans |  | Delta Electronics Inc. | Delta | SLM80-110DLED |  | 0 |  | 4" | Horizontal | 50 CFM | 0.25 | 47 | 0.8 | 9.5 | 4.9 | Yes | Yes | Yes | Yes | Yes | Yes | 1006508
| Bathroom Exhaust Fans |  | Delta Electronics Inc. | Delta | SLM80-110DLED |  | 0 |  | 4" | Horizontal | 50 CFM | 0.1 | 50 | <0.3 | 6 | 8.3 | Yes | Yes | Yes | Yes | Yes | Yes | 1006508
| Bathroom Exhaust Fans |  | Delta Electronics Inc. | Delta | SLM80-110DLED |  | 0 |  | 4" | Horizontal | 80 CFM | 0.25 | 80 | 1.1 | 14.5 | 5.5 | Yes | Yes | Yes | Yes | Yes | Yes | 1006508
| Bathroom Exhaust Fans |  | Delta Electronics Inc. | Delta | SLM80-110DLED |  | 0 |  | 4" | Horizontal | 80 CFM | 0.1 | 80 | 0.4 | 9 | 8.8 | Yes | Yes | Yes | Yes | Yes | Yes | 1006508
| Bathroom Exhaust Fans |  | Delta Electronics Inc. | Delta | SLM80-110DLED |  | 0 |  | 4" | Horizontal | 110 CFM | 0.25 | 106 | 1.5 | 24 | 4.4 | Yes | Yes | Yes | Yes | Yes | Yes | 1006508
| Bathroom Exhaust Fans |  | Delta Electronics Inc. | Delta | SLM80-110DLED |  | 0 |  | 4" | Horizontal | 110 CFM | 0.1 | 110 | 1.3 | 16.5 | 6.6 | Yes | Yes | Yes | Yes | Yes | Yes | 1006508
| Bathroom Exhaust Fans |  | Delta Electronics Inc. | Delta | SLM80-110DLED-C |  | 0 |  | 4" | Horizontal | 80 CFM | 0.1 | 80 | 0.4 | 9 | 8.8 | Yes | Yes | Yes | Yes | Yes | Yes | 1006654
| Bathroom Exhaust Fans |  | Delta Electronics Inc. | Delta | SLM80-110DLED-C |  | 0 |  | 4" | Horizontal | 80 CFM | 0.25 | 80 | 1.1 | 14.5 | 5.5 | Yes | Yes | Yes | Yes | Yes | Yes | 1006654
| Bathroom Exhaust Fans |  | Delta Electronics Inc. | Delta | SLM80-110DLED-C |  | 0 |  | 4" | Horizontal | 50 CFM | 0.1 | 50 | <0.3 | 6 | 8.3 | Yes | Yes | Yes | Yes | Yes | Yes | 1006654
| Bathroom Exhaust Fans |  | Delta Electronics Inc. | Delta | SLM80-110DLED-C |  | 0 |  | 4" | Horizontal | 50 CFM | 0.25 | 47 | 0.8 | 9.5 | 4.9 | Yes | Yes | Yes | Yes | Yes | Yes | 1006654
| Bathroom Exhaust Fans |  | Delta Electronics Inc. | Delta | SLM80-110DLED-C |  | 0 |  | 4" | Horizontal | 110 CFM | 0.1 | 110 | 1.3 | 16.5 | 6.6 | Yes | Yes | Yes | Yes | Yes | Yes | 1006654
| Bathroom Exhaust Fans |  | Delta Electronics Inc. | Delta | SLM80-110DLED-C |  | 0 |  | 4" | Horizontal | 110 CFM | 0.25 | 106 | 1.5 | 24 | 4.4 | Yes | Yes | Yes | Yes | Yes | Yes | 1006654
| Bathroom Exhaust Fans |  | Delta Electronics Inc. | Delta | SLM80-110H-C |  | 0 |  | 4" | Horizontal | 110 CFM | 0.1 | 110 | 1.2 | 16.5 | 6.6 | Yes | Yes | Yes | Yes | Yes | Yes | 1007020
| Bathroom Exhaust Fans |  | Delta Electronics Inc. | Delta | SLM80-110H-C |  | 0 |  | 4" | Horizontal | 110 CFM | 0.25 | 110 | 1.5 | 24 | 4.5 | Yes | Yes | Yes | Yes | Yes | Yes | 1007020
| Bathroom Exhaust Fans |  | Delta Electronics Inc. | Delta | SLM80-110H-C |  | 0 |  | 4" | Horizontal | 80 CFM | 0.1 | 80 | 0.4 | 8.5 | 9.4 | Yes | Yes | Yes | Yes | Yes | Yes | 1007020
| Bathroom Exhaust Fans |  | Delta Electronics Inc. | Delta | SLM80-110H-C |  | 0 |  | 4" | Horizontal | 80 CFM | 0.25 | 80 | 1 | 14.5 | 5.5 | Yes | Yes | Yes | Yes | Yes | Yes | 1007020
| Bathroom Exhaust Fans |  | Delta Electronics Inc. | Delta | SLM80-110H-C |  | 0 |  | 4" | Horizontal | 50 CFM | 0.1 | 50 | <0.3 | 6 | 8.3 | Yes | Yes | Yes | Yes | Yes | Yes | 1007020
| Bathroom Exhaust Fans |  | Delta Electronics Inc. | Delta | SLM80-110H-C |  | 0 |  | 4" | Horizontal | 50 CFM | 0.25 | 50 | 0.8 | 9.5 | 5.2 | Yes | Yes | Yes | Yes | Yes | Yes | 1007020
| Bathroom Exhaust Fans |  | Delta Electronics Inc. | Delta | SLM80-110LED |  | 0 |  | 4" | Horizontal | 110 CFM | 0.1 | 110 | 1.3 | 16.5 | 6.6 | Yes | Yes | Yes | Yes | Yes | Yes | 1006509
| Bathroom Exhaust Fans |  | Delta Electronics Inc. | Delta | SLM80-110LED |  | 0 |  | 4" | Horizontal | 110 CFM | 0.25 | 106 | 1.5 | 24 | 4.4 | Yes | Yes | Yes | Yes | Yes | Yes | 1006509
| Bathroom Exhaust Fans |  | Delta Electronics Inc. | Delta | SLM80-110LED |  | 0 |  | 4" | Horizontal | 80 CFM | 0.1 | 80 | 0.4 | 9 | 8.8 | Yes | Yes | Yes | Yes | Yes | Yes | 1006509
| Bathroom Exhaust Fans |  | Delta Electronics Inc. | Delta | SLM80-110LED |  | 0 |  | 4" | Horizontal | 80 CFM | 0.25 | 80 | 1.1 | 14.5 | 5.5 | Yes | Yes | Yes | Yes | Yes | Yes | 1006509
| Bathroom Exhaust Fans |  | Delta Electronics Inc. | Delta | SLM80-110LED-C |  | 0 |  | 4" | Horizontal | 110 CFM | 0.1 | 110 | 1.3 | 16.5 | 6.6 | Yes | Yes | Yes | Yes | Yes | Yes | 1006653
| Bathroom Exhaust Fans |  | Delta Electronics Inc. | Delta | SLM80-110LED-C |  | 0 |  | 4" | Horizontal | 110 CFM | 0.25 | 106 | 1.5 | 24 | 4.4 | Yes | Yes | Yes | Yes | Yes | Yes | 1006653
| Bathroom Exhaust Fans |  | Delta Electronics Inc. | Delta | SLM80-110LED-C |  | 0 |  | 4" | Horizontal | 80 CFM | 0.1 | 80 | 0.4 | 9 | 8.8 | Yes | Yes | Yes | Yes | Yes | Yes | 1006653
| Bathroom Exhaust Fans |  | Delta Electronics Inc. | Delta | SLM80-110LED-C |  | 0 |  | 4" | Horizontal | 80 CFM | 0.25 | 80 | 1.1 | 14.5 | 5.5 | Yes | Yes | Yes | Yes | Yes | Yes | 1006653
| Kitchen Range Hoods | Microwave | Sharp Corporation | Sharp | SMO1752JS | 30 | 0 |  | 3 1/4" X 10" | Horizontal | WS | 0.019 | 110 | 2 |  |  | NO | N/A | N/A | N/A | N/A | N/A | 4508258
| Kitchen Range Hoods | Microwave | Sharp Corporation | Sharp | SMO1752JS | 30 | 0 |  | 3 1/4" X 10" | Vertical | WS | 0.029 | 130 | 2 |  |  | NO | N/A | N/A | N/A | N/A | N/A | 4508258
| Kitchen Range Hoods | Microwave | Sharp Corporation | Sharp | SMO1752JS | 30 | 0 |  | 3 1/4" X 10" | Vertical | HS | 0.1 | 250 | 6 |  |  | NO | N/A | N/A | N/A | N/A | N/A | 4508258
| Kitchen Range Hoods | Microwave | Sharp Corporation | Sharp | SMO1752JS | 30 | 0 |  | 3 1/4" X 10" | Horizontal | HS | 0.1 | 240 | 7.5 |  |  | NO | N/A | N/A | N/A | N/A | N/A | 4508258
| Kitchen Range Hoods | Microwave | Sharp Corporation | Sharp | SMO1754JS | 30 | 0 |  | 3 1/4" X 10" | Horizontal | WS | 0.019 | 110 | 2 |  |  | NO | N/A | N/A | N/A | N/A | N/A | 4508259
| Kitchen Range Hoods | Microwave | Sharp Corporation | Sharp | SMO1754JS | 30 | 0 |  | 3 1/4" X 10" | Vertical | WS | 0.029 | 130 | 2 |  |  | NO | N/A | N/A | N/A | N/A | N/A | 4508259
| Kitchen Range Hoods | Microwave | Sharp Corporation | Sharp | SMO1754JS | 30 | 0 |  | 3 1/4" X 10" | Vertical | HS | 0.1 | 250 | 6 |  |  | NO | N/A | N/A | N/A | N/A | N/A | 4508259
| Kitchen Range Hoods | Microwave | Sharp Corporation | Sharp | SMO1754JS | 30 | 0 |  | 3 1/4" X 10" | Horizontal | HS | 0.1 | 240 | 7.5 |  |  | NO | N/A | N/A | N/A | N/A | N/A | 4508259
| Kitchen Range Hoods | Microwave | Sharp Corporation | Sharp | SMO1759JS | 30 | 0 |  | 3 1/4" X 10" | Horizontal | WS | 0.019 | 110 | 2 |  |  | NO | N/A | N/A | N/A | N/A | N/A | 4508260
| Kitchen Range Hoods | Microwave | Sharp Corporation | Sharp | SMO1759JS | 30 | 0 |  | 3 1/4" X 10" | Vertical | WS | 0.029 | 130 | 2 |  |  | NO | N/A | N/A | N/A | N/A | N/A | 4508260
| Kitchen Range Hoods | Microwave | Sharp Corporation | Sharp | SMO1759JS | 30 | 0 |  | 3 1/4" X 10" | Vertical | HS | 0.1 | 250 | 6 |  |  | NO | N/A | N/A | N/A | N/A | N/A | 4508260
| Kitchen Range Hoods | Microwave | Sharp Corporation | Sharp | SMO1759JS | 30 | 0 |  | 3 1/4" X 10" | Horizontal | HS | 0.1 | 240 | 7.5 |  |  | NO | N/A | N/A | N/A | N/A | N/A | 4508260
| Kitchen Range Hoods | Microwave | Sharp Corporation | Sharp | SMO1969JS | 30 | 0 |  | 3 1/4" x 10" | Horizontal | WS | 0.021 | 120 | 2.5 |  |  | NO | N/A | N/A | N/A | N/A | N/A | 4508216
| Kitchen Range Hoods | Microwave | Sharp Corporation | Sharp | SMO1969JS | 30 | 0 |  | 3 1/4" x 10" | Vertical | WS | 0.02 | 130 | 2 |  |  | NO | N/A | N/A | N/A | N/A | N/A | 4508216
| Kitchen Range Hoods | Microwave | Sharp Corporation | Sharp | SMO1969JS | 30 | 0 |  | 3 1/4" x 10" | Vertical | HS | 0.1 | 310 | 7.5 |  |  | NO | N/A | N/A | N/A | N/A | N/A | 4508216
| Kitchen Range Hoods | Microwave | Sharp Corporation | Sharp | SMO1969JS | 30 | 0 |  | 3 1/4" x 10" | Horizontal | HS | 0.1 | 280 | 8 |  |  | NO | N/A | N/A | N/A | N/A | N/A | 4508216
| Bathroom Exhaust Fans |  | Systemair Inc. | Fantech | SMPL100 (484302) |  | 0 |  | 4" | Horizontal Exhaust | HS | 0.25 | 86 | 1.5 | 25.7 |  | Yes | Yes | Yes | Yes | Yes | Yes | 1007560
| Bathroom Exhaust Fans |  | Systemair Inc. | Fantech | SMPL100 (484302) |  | 0 |  | 4" | Horizontal Exhaust | HS | 0.1 | 100 | 1.5 | 26.1 |  | Yes | Yes | Yes | Yes | Yes | Yes | 1007560
| Bathroom Exhaust Fans |  | Systemair Inc. | Fantech | SMPL100L (484303) |  | 0 |  | 4" | Horizontal Exhaust | HS | 0.1 | 100 | 1.5 | 26.1 |  | Yes | Yes | Yes | Yes | Yes | Yes | 1007561
| Bathroom Exhaust Fans |  | Systemair Inc. | Fantech | SMPL100L (484303) |  | 0 |  | 4" | Horizontal Exhaust | HS | 0.25 | 86 | 1.5 | 25.7 |  | Yes | Yes | Yes | Yes | Yes | Yes | 1007561
| Bathroom Exhaust Fans |  | Systemair Inc. | Fantech | SMPL80 (484300) |  | 0 |  | 4" | Horizontal Exhaust | HS | 0.1 | 80 | 1.1 | 18.1 |  | Yes | Yes | Yes | Yes | Yes | Yes | 1007558
| Bathroom Exhaust Fans |  | Systemair Inc. | Fantech | SMPL80 (484300) |  | 0 |  | 4" | Horizontal Exhaust | HS | 0.25 | 66 | 1.5 | 17.9 |  | Yes | Yes | Yes | Yes | Yes | Yes | 1007558
| Bathroom Exhaust Fans |  | Systemair Inc. | Fantech | SMPL80L (484301) |  | 0 |  | 4" | Horizontal Exhaust | HS | 0.1 | 80 | 1.1 | 18.1 |  | Yes | Yes | Yes | Yes | Yes | Yes | 1007559
| Bathroom Exhaust Fans |  | Systemair Inc. | Fantech | SMPL80L (484301) |  | 0 |  | 4" | Horizontal Exhaust | HS | 0.25 | 66 | 1.5 | 17.9 |  | Yes | Yes | Yes | Yes | Yes | Yes | 1007559
| Bathroom Exhaust Fans |  | Delta Electronics Inc. | Delta | SMT130 |  | 0 |  | 6" | Horizontal | 130 CFM | 0.1 | 130 | <0.3 | 11.6 | 11.2 | Yes | Yes | Yes | Yes | Yes | Yes | 1004889
| Bathroom Exhaust Fans |  | Delta Electronics Inc. | Delta | SMT130 |  | 0 |  | 6" | Horizontal | 130 CFM | 0.25 | 124 | 1 | 20 | 6.2 | Yes | Yes | Yes | Yes | Yes | Yes | 1004889
| Bathroom Exhaust Fans |  | Delta Electronics Inc. | Delta | SMT130H |  | 0 |  | 6" | Horizontal | 130 CFM | 0.1 | 130 | <0.3 | 11.6 | 11.2 | Yes | Yes | Yes | Yes | Yes | Yes | 1004890
| Bathroom Exhaust Fans |  | Delta Electronics Inc. | Delta | SMT130H |  | 0 |  | 6" | Horizontal | 130 CFM | 0.25 | 124 | 1 | 20 | 6.2 | Yes | Yes | Yes | Yes | Yes | Yes | 1004890
| Bathroom Exhaust Fans |  | Delta Electronics Inc. | Delta | SMT130H |  | 0 |  | 6" | Horizontal | 90 CFM | 0.1 | 90 | <0.3 | 8 | 11.2 | Yes | Yes | Yes | Yes | Yes | Yes | 1004890
| Bathroom Exhaust Fans |  | Delta Electronics Inc. | Delta | SMT130H |  | 0 |  | 6" | Horizontal | 90 CFM | 0.25 | 88 | 1 | 15.5 | 5.6 | Yes | Yes | Yes | Yes | Yes | Yes | 1004890
| Bathroom Exhaust Fans |  | Delta Electronics Inc. | Delta | SMT130H |  | 0 |  | 6" | Horizontal | 70 CFM | 0.1 | 70 | <0.3 | 6.9 | 10.1 | Yes | Yes | Yes | Yes | Yes | Yes | 1004890
| Bathroom Exhaust Fans |  | Delta Electronics Inc. | Delta | SMT130H |  | 0 |  | 6" | Horizontal | 70 CFM | 0.25 | 68 | 1 | 13.5 | 5.0 | Yes | Yes | Yes | Yes | Yes | Yes | 1004890
| Bathroom Exhaust Fans |  | Delta Electronics Inc. | Delta | SMT130H |  | 0 |  | 6" | Horizontal | 50 CFM | 0.1 | 50 | <0.3 | 5.6 | 8.9 | Yes | Yes | Yes | Yes | Yes | Yes | 1004890
| Bathroom Exhaust Fans |  | Delta Electronics Inc. | Delta | SMT130H |  | 0 |  | 6" | Horizontal | 50 CFM | 0.25 | 49 | 1 | 12.2 | 4.0 | Yes | Yes | Yes | Yes | Yes | Yes | 1004890
| Bathroom Exhaust Fans |  | Delta Electronics Inc. | Delta | SMT130M |  | 0 |  | 6" | Horizontal | 130 CFM | 0.1 | 130 | <0.3 | 11.6 | 11.2 | Yes | Yes | Yes | Yes | Yes | Yes | 1004891
| Bathroom Exhaust Fans |  | Delta Electronics Inc. | Delta | SMT130M |  | 0 |  | 6" | Horizontal | 130 CFM | 0.25 | 124 | 1 | 20 | 6.2 | Yes | Yes | Yes | Yes | Yes | Yes | 1004891
| Bathroom Exhaust Fans |  | Delta Electronics Inc. | Delta | SMT130M |  | 0 |  | 6" | Horizontal | 90 CFM | 0.1 | 90 | <0.3 | 8 | 11.2 | Yes | Yes | Yes | Yes | Yes | Yes | 1004891
| Bathroom Exhaust Fans |  | Delta Electronics Inc. | Delta | SMT130M |  | 0 |  | 6" | Horizontal | 70 CFM | 0.1 | 70 | <0.3 | 6.9 | 10.1 | Yes | Yes | Yes | Yes | Yes | Yes | 1004891
| Bathroom Exhaust Fans |  | Delta Electronics Inc. | Delta | SMT130M |  | 0 |  | 6" | Horizontal | 70 CFM | 0.25 | 68 | 1 | 13.5 | 5.0 | Yes | Yes | Yes | Yes | Yes | Yes | 1004891
| Bathroom Exhaust Fans |  | Delta Electronics Inc. | Delta | SMT130M |  | 0 |  | 6" | Horizontal | 90 CFM | 0.25 | 88 | 1 | 15.5 | 5.6 | Yes | Yes | Yes | Yes | Yes | Yes | 1004891
| Bathroom Exhaust Fans |  | Delta Electronics Inc. | Delta | SMT130M |  | 0 |  | 6" | Horizontal | 50 CFM | 0.1 | 50 | <0.3 | 5.6 | 8.9 | Yes | Yes | Yes | Yes | Yes | Yes | 1004891
| Bathroom Exhaust Fans |  | Delta Electronics Inc. | Delta | SMT130M |  | 0 |  | 6" | Horizontal | 50 CFM | 0.25 | 49 | 1 | 12.2 | 4.0 | Yes | Yes | Yes | Yes | Yes | Yes | 1004891
| Bathroom Exhaust Fans |  | Delta Electronics Inc. | Delta | SMT150-200 |  | 0 |  | 6" | Horizontal | HS | 0.1 | 200 | 1 | 24 | 8.3 | Yes | Yes | Yes | Yes | Yes | Yes | 1006799
| Bathroom Exhaust Fans |  | Delta Electronics Inc. | Delta | SMT150-200 |  | 0 |  | 6" | Horizontal | HS | 0.25 | 200 | 1.5 | 36 | 5.5 | Yes | Yes | Yes | Yes | Yes | Yes | 1006799
| Bathroom Exhaust Fans |  | Delta Electronics Inc. | Delta | SMT150-200 |  | 0 |  | 6" | Horizontal | LS | 0.1 | 150 | 0.4 | 14 | 10.7 | Yes | Yes | Yes | Yes | Yes | Yes | 1006799
| Bathroom Exhaust Fans |  | Delta Electronics Inc. | Delta | SMT150-200 |  | 0 |  | 6" | Horizontal | LS | 0.25 | 150 | 1.3 | 22 | 6.8 | Yes | Yes | Yes | Yes | Yes | Yes | 1006799
| Bathroom Exhaust Fans |  | Delta Electronics Inc. | Delta | SMT150-200LED |  | 0 |  | 6" | Horizontal | HS | 0.1 | 200 | 1 | 25 | 8.0 | Yes | Yes | Yes | Yes | Yes | Yes | 1006800
| Bathroom Exhaust Fans |  | Delta Electronics Inc. | Delta | SMT150-200LED |  | 0 |  | 6" | Horizontal | HS | 0.25 | 200 | 1.5 | 37 | 5.4 | Yes | Yes | Yes | Yes | Yes | Yes | 1006800
| Bathroom Exhaust Fans |  | Delta Electronics Inc. | Delta | SMT150-200LED |  | 0 |  | 6" | Horizontal | LS | 0.1 | 150 | 0.6 | 15 | 10.0 | Yes | Yes | Yes | Yes | Yes | Yes | 1006800
| Bathroom Exhaust Fans |  | Delta Electronics Inc. | Delta | SMT150-200LED |  | 0 |  | 6" | Horizontal | LS | 0.25 | 150 | 1.3 | 23 | 6.5 | Yes | Yes | Yes | Yes | Yes | Yes | 1006800
| Bathroom Exhaust Fans |  | Delta Electronics Inc. | Delta | SMT150D |  | 0 |  | 6" | Horizontal | 150 CFM | 0.1 | 150 | <0.3 | 16.9 | 8.8 | Yes | Yes | Yes | Yes | Yes | Yes | 1004893
| Bathroom Exhaust Fans |  | Delta Electronics Inc. | Delta | SMT150D |  | 0 |  | 6" | Horizontal | 150 CFM | 0.25 | 149 | 1.3 | 23.7 | 6.2 | Yes | Yes | Yes | Yes | Yes | Yes | 1004893
| Bathroom Exhaust Fans |  | Delta Electronics Inc. | Delta | SMT150D |  | 0 |  | 6" | Horizontal | 110 CFM | 0.1 | 110 | <0.3 | 9.8 | 11.2 | Yes | Yes | Yes | Yes | Yes | Yes | 1004893
| Bathroom Exhaust Fans |  | Delta Electronics Inc. | Delta | SMT150D |  | 0 |  | 6" | Horizontal | 110 CFM | 0.25 | 109 | 1 | 18.4 | 5.9 | Yes | Yes | Yes | Yes | Yes | Yes | 1004893
| Bathroom Exhaust Fans |  | Delta Electronics Inc. | Delta | SMT150D |  | 0 |  | 6" | Horizontal | 90 CFM | 0.1 | 90 | <0.3 | 8 | 11.2 | Yes | Yes | Yes | Yes | Yes | Yes | 1004893
| Bathroom Exhaust Fans |  | Delta Electronics Inc. | Delta | SMT150D |  | 0 |  | 6" | Horizontal | 90 CFM | 0.25 | 88 | 1 | 15.5 | 5.6 | Yes | Yes | Yes | Yes | Yes | Yes | 1004893
| Bathroom Exhaust Fans |  | Delta Electronics Inc. | Delta | SMT150D |  | 0 |  | 6" | Horizontal | 70 CFM | 0.1 | 70 | <0.3 | 6.9 | 10.1 | Yes | Yes | Yes | Yes | Yes | Yes | 1004893
| Bathroom Exhaust Fans |  | Delta Electronics Inc. | Delta | SMT150D |  | 0 |  | 6" | Horizontal | 70 CFM | 0.25 | 68 | 1 | 13.5 | 5.0 | Yes | Yes | Yes | Yes | Yes | Yes | 1004893
| Bathroom Exhaust Fans |  | Airzone Fans Inc. | Airzone | SNP100 |  | 0 |  | 4" | Horizontal | HS | 0.1 | 100 | 0.8 | 23 | 4.3 | Yes | Yes | Yes | Yes | Yes | Yes | 1007524
| Bathroom Exhaust Fans |  | Airzone Fans Inc. | Airzone | SNP100 |  | 0 |  | 4" | Horizontal | HS | 0.25 | 90 |  |  |  | Yes | Yes | Yes | Yes | Yes | Yes | 1007524
| Bathroom Exhaust Fans |  | Kaze Appliance | Kaze Appliance | SNP100 |  | 0 |  | 4" | Horizontal | HS | 0.1 | 100 | 0.8 | 23 | 4.3 | Yes | Yes | Yes | Yes | Yes | Yes | 1007572
| Bathroom Exhaust Fans |  | Kaze Appliance | Kaze Appliance | SNP100 |  | 0 |  | 4" | Horizontal | HS | 0.25 | 90 |  |  |  | Yes | Yes | Yes | Yes | Yes | Yes | 1007572
| Bathroom Exhaust Fans |  | Airzone Fans Inc. | Airzone | SNP100H |  | 0 |  | 4" | Horizontal | HS | 0.1 | 100 | 0.8 | 23 | 4.3 | Yes | Yes | Yes | Yes | Yes | Yes | 1007525
| Bathroom Exhaust Fans |  | Airzone Fans Inc. | Airzone | SNP100H |  | 0 |  | 4" | Horizontal | HS | 0.25 | 90 |  |  |  | Yes | Yes | Yes | Yes | Yes | Yes | 1007525
| Bathroom Exhaust Fans |  | Airzone Fans Inc. | Airzone | SNP50 |  | 0 |  | 4" | Horizontal | HS | 0.1 | 50 | 0.4 | 15 | 3.3 | Yes | Yes | Yes | Yes | Yes | Yes | 1007521
| Bathroom Exhaust Fans |  | Airzone Fans Inc. | Airzone | SNP50 |  | 0 |  | 4" | Horizontal | HS | 0.25 | 36 |  |  |  | Yes | Yes | Yes | Yes | Yes | Yes | 1007521
| Bathroom Exhaust Fans |  | Airzone Fans Inc. | Airzone | SNP80 |  | 0 |  | 4" | Horizontal | HS | 0.1 | 80 | 0.3 | 17 | 4.7 | Yes | Yes | Yes | Yes | Yes | Yes | 1007526
| Bathroom Exhaust Fans |  | Airzone Fans Inc. | Airzone | SNP80 |  | 0 |  | 4" | Horizontal | HS | 0.25 | 62 |  |  |  | Yes | Yes | Yes | Yes | Yes | Yes | 1007526
| Bathroom Exhaust Fans |  | Airzone Fans Inc. | Airzone | SNP80H |  | 0 |  | 4" | Horizontal | HS | 0.1 | 80 | 0.3 | 17 | 4.7 | Yes | Yes | Yes | Yes | Yes | Yes | 1007527
| Bathroom Exhaust Fans |  | Airzone Fans Inc. | Airzone | SNP80H |  | 0 |  | 4" | Horizontal | HS | 0.25 | 62 |  |  |  | Yes | Yes | Yes | Yes | Yes | Yes | 1007527
| Bathroom Exhaust Fans |  | Greenheck Fan Corporation | Greenheck | SP-A50 |  | 0 |  | 6" | Horizontal Exhaust | HS | 0.1 | 70 | 0.6 | 27 |  | NO | No | No | Yes | No | Yes | 1006833
| Bathroom Exhaust Fans |  | Greenheck Fan Corporation | Greenheck | SP-A50 |  | 0 |  | 6" | Horizontal Exhaust | HS | 0.25 | 40 |  | 24.3 |  | NO | No | No | Yes | No | Yes | 1006833
| Bathroom Exhaust Fans |  | Greenheck Fan Corporation | Greenheck | SP-A50-QD |  | 0 |  | 6" | Horizontal | HS | 0.1 | 70 | 0.6 | 27 |  | NO | No | No | Yes | No | Yes | 1006847
| Bathroom Exhaust Fans |  | Greenheck Fan Corporation | Greenheck | SP-A50-QD |  | 0 |  | 6" | Horizontal | HS | 0.25 | 40 |  | 24.3 |  | NO | No | No | Yes | No | Yes | 1006847
| Bathroom Exhaust Fans |  | Greenheck Fan Corporation | Greenheck | SP-A90 |  | 0 |  | 6" | Horizontal Exhaust | HS | 0.1 | 90 | <0.3 | 16.7 |  | Yes | Yes | Yes | Yes | Yes | Yes | 1006602
| Bathroom Exhaust Fans |  | Greenheck Fan Corporation | Greenheck | SP-A90 |  | 0 |  | 6" | Horizontal Exhaust | HS | 0.25 | 69 |  | 15.3 |  | Yes | Yes | Yes | Yes | Yes | Yes | 1006602
| Bathroom Exhaust Fans |  | Greenheck Fan Corporation | Greenheck | SP-A90-QD |  | 0 |  | 6" | Horizontal | HS | 0.25 | 69 |  | 15.3 |  | Yes | Yes | Yes | Yes | Yes | Yes | 1006621
| Bathroom Exhaust Fans |  | Greenheck Fan Corporation | Greenheck | SP-A90-QD |  | 0 |  | 6" | Horizontal | HS | 0.1 | 90 | <0.3 | 16.7 |  | Yes | Yes | Yes | Yes | Yes | Yes | 1006621
| Bathroom Exhaust Fans |  | Greenheck Fan Corporation | Greenheck | SP-AP0511W |  | 0 |  | 6" | Horizontal Exhaust | 50 CFM | 0.1 | 50 | <0.3 | 5 |  | Yes | Yes | Yes | Yes | Yes | Yes | 1007452
| Bathroom Exhaust Fans |  | Greenheck Fan Corporation | Greenheck | SP-AP0511W |  | 0 |  | 6" | Horizontal Exhaust | 50 CFM | 0.25 | 50 | 0.7 | 8.6 |  | Yes | Yes | Yes | Yes | Yes | Yes | 1007452
| Bathroom Exhaust Fans |  | Greenheck Fan Corporation | Greenheck | SP-AP0511W |  | 0 |  | 6" | Horizontal Exhaust | 50 CFM | 0.4 | 50 | 1.5 | 12.3 |  | Yes | Yes | Yes | Yes | Yes | Yes | 1007452
| Bathroom Exhaust Fans |  | Greenheck Fan Corporation | Greenheck | SP-AP0511W |  | 0 |  | 6" | Horizontal Exhaust | 50 CFM | 0.5 | 50 | 2 | 14.4 |  | Yes | Yes | Yes | Yes | Yes | Yes | 1007452
| Bathroom Exhaust Fans |  | Greenheck Fan Corporation | Greenheck | SP-AP0511W |  | 0 |  | 6" | Horizontal Exhaust | 50 CFM | 0.625 | 50 | 3.5 | 16.4 |  | Yes | Yes | Yes | Yes | Yes | Yes | 1007452
| Bathroom Exhaust Fans |  | Greenheck Fan Corporation | Greenheck | SP-AP0511W |  | 0 |  | 6" | Horizontal Exhaust | 80 CFM | 0.1 | 80 | <0.3 | 7 |  | Yes | Yes | Yes | Yes | Yes | Yes | 1007452
| Bathroom Exhaust Fans |  | Greenheck Fan Corporation | Greenheck | SP-AP0511W |  | 0 |  | 6" | Horizontal Exhaust | 80 CFM | 0.25 | 80 | 0.8 | 11.3 |  | Yes | Yes | Yes | Yes | Yes | Yes | 1007452
| Bathroom Exhaust Fans |  | Greenheck Fan Corporation | Greenheck | SP-AP0511W |  | 0 |  | 6" | Horizontal Exhaust | 80 CFM | 0.4 | 80 | 1.5 | 15.4 |  | Yes | Yes | Yes | Yes | Yes | Yes | 1007452
| Bathroom Exhaust Fans |  | Greenheck Fan Corporation | Greenheck | SP-AP0511W |  | 0 |  | 6" | Horizontal Exhaust | 80 CFM | 0.5 | 74 | 2 | 17 |  | Yes | Yes | Yes | Yes | Yes | Yes | 1007452
| Bathroom Exhaust Fans |  | Greenheck Fan Corporation | Greenheck | SP-AP0511W |  | 0 |  | 6" | Horizontal Exhaust | 80 CFM | 0.625 | 52 | 3 | 16.1 |  | Yes | Yes | Yes | Yes | Yes | Yes | 1007452
| Bathroom Exhaust Fans |  | Greenheck Fan Corporation | Greenheck | SP-AP0511W |  | 0 |  | 6" | Horizontal Exhaust | 110 CFM | 0.4 | 110 | 2 | 21.5 |  | Yes | Yes | Yes | Yes | Yes | Yes | 1007452
| Bathroom Exhaust Fans |  | Greenheck Fan Corporation | Greenheck | SP-AP0511W |  | 0 |  | 4" | Horizontal Exhaust | 50 CFM | 0.25 | 50 | 0.9 | 8.5 |  | Yes | Yes | Yes | Yes | Yes | Yes | 1007452
| Bathroom Exhaust Fans |  | Greenheck Fan Corporation | Greenheck | SP-AP0511W |  | 0 |  | 6" | Horizontal Exhaust | 110 CFM | 0.5 | 75 | 2 | 17.1 |  | Yes | Yes | Yes | Yes | Yes | Yes | 1007452
| Bathroom Exhaust Fans |  | Greenheck Fan Corporation | Greenheck | SP-AP0511W |  | 0 |  | 6" | Horizontal Exhaust | 110 CFM | 0.625 | 54 | 3 | 16.2 |  | Yes | Yes | Yes | Yes | Yes | Yes | 1007452
| Bathroom Exhaust Fans |  | Greenheck Fan Corporation | Greenheck | SP-AP0511W |  | 0 |  | 4" | Horizontal Exhaust | 110 CFM | 0.1 | 110 | 0.8 | 11.9 |  | Yes | Yes | Yes | Yes | Yes | Yes | 1007452
| Bathroom Exhaust Fans |  | Greenheck Fan Corporation | Greenheck | SP-AP0511W |  | 0 |  | 4" | Horizontal Exhaust | 110 CFM | 0.25 | 110 | 1.4 | 17.2 |  | Yes | Yes | Yes | Yes | Yes | Yes | 1007452
| Bathroom Exhaust Fans |  | Greenheck Fan Corporation | Greenheck | SP-AP0511W |  | 0 |  | 4" | Horizontal Exhaust | 50 CFM | 0.1 | 50 | <0.3 | 4.8 |  | Yes | Yes | Yes | Yes | Yes | Yes | 1007452
| Bathroom Exhaust Fans |  | Greenheck Fan Corporation | Greenheck | SP-AP0511W |  | 0 |  | 4" | Horizontal Exhaust | 80 CFM | 0.1 | 80 | <0.3 | 7 |  | Yes | Yes | Yes | Yes | Yes | Yes | 1007452
| Bathroom Exhaust Fans |  | Greenheck Fan Corporation | Greenheck | SP-AP0511W |  | 0 |  | 4" | Horizontal Exhaust | 80 CFM | 0.25 | 80 | 0.9 | 11.1 |  | Yes | Yes | Yes | Yes | Yes | Yes | 1007452
| Bathroom Exhaust Fans |  | Greenheck Fan Corporation | Greenheck | SP-AP0511W |  | 0 |  | 6" | Horizontal Exhaust | 110 CFM | 0.1 | 110 | 0.6 | 10.3 |  | Yes | Yes | Yes | Yes | Yes | Yes | 1007452
| Bathroom Exhaust Fans |  | Greenheck Fan Corporation | Greenheck | SP-AP0511W |  | 0 |  | 6" | Horizontal Exhaust | 110 CFM | 0.25 | 110 | 1.1 | 15.5 |  | Yes | Yes | Yes | Yes | Yes | Yes | 1007452
| Bathroom Exhaust Fans |  | Greenheck Fan Corporation | Venco | SP-AP0511W |  | 0 |  | 6" | Horizontal | 50 CFM | 0.1 | 50 | <0.3 | 5 |  | Yes | Yes | Yes | Yes | Yes | Yes | 1008087
| Bathroom Exhaust Fans |  | Greenheck Fan Corporation | Venco | SP-AP0511W |  | 0 |  | 6" | Horizontal | 80 CFM | 0.1 | 80 | <0.3 | 7 |  | Yes | Yes | Yes | Yes | Yes | Yes | 1008087
| Bathroom Exhaust Fans |  | Greenheck Fan Corporation | Venco | SP-AP0511W |  | 0 |  | 4" | Horizontal | 110 CFM | 0.25 | 110 | 1.4 | 17.2 |  | Yes | Yes | Yes | Yes | Yes | Yes | 1008087
| Bathroom Exhaust Fans |  | Greenheck Fan Corporation | Venco | SP-AP0511W |  | 0 |  | 4" | Horizontal | 50 CFM | 0.1 | 50 | <0.3 | 4.8 |  | Yes | Yes | Yes | Yes | Yes | Yes | 1008087
| Bathroom Exhaust Fans |  | Greenheck Fan Corporation | Venco | SP-AP0511W |  | 0 |  | 4" | Horizontal | 80 CFM | 0.1 | 80 | <0.3 | 7 |  | Yes | Yes | Yes | Yes | Yes | Yes | 1008087
| Bathroom Exhaust Fans |  | Greenheck Fan Corporation | Venco | SP-AP0511W |  | 0 |  | 6" | Horizontal | 110 CFM | 0.25 | 110 | 1.1 | 15.5 |  | Yes | Yes | Yes | Yes | Yes | Yes | 1008087
| Bathroom Exhaust Fans |  | Greenheck Fan Corporation | Venco | SP-AP0511W |  | 0 |  | 6" | Horizontal | 110 CFM | 0.1 | 110 | 0.6 | 10.3 |  | Yes | Yes | Yes | Yes | Yes | Yes | 1008087
| Bathroom Exhaust Fans |  | Greenheck Fan Corporation | Venco | SP-AP0511W |  | 0 |  | 4" | Horizontal | 80 CFM | 0.25 | 80 | 0.9 | 11.1 |  | Yes | Yes | Yes | Yes | Yes | Yes | 1008087
| Bathroom Exhaust Fans |  | Greenheck Fan Corporation | Venco | SP-AP0511W |  | 0 |  | 4" | Horizontal | 110 CFM | 0.1 | 110 | 0.8 | 11.9 |  | Yes | Yes | Yes | Yes | Yes | Yes | 1008087
| Bathroom Exhaust Fans |  | Greenheck Fan Corporation | Venco | SP-AP0511W |  | 0 |  | 6" | Horizontal | 110 CFM | 0.625 | 54 | 3 | 16.2 |  | Yes | Yes | Yes | Yes | Yes | Yes | 1008087
| Bathroom Exhaust Fans |  | Greenheck Fan Corporation | Venco | SP-AP0511W |  | 0 |  | 6" | Horizontal | 110 CFM | 0.5 | 75 | 2 | 17.1 |  | Yes | Yes | Yes | Yes | Yes | Yes | 1008087
| Bathroom Exhaust Fans |  | Greenheck Fan Corporation | Venco | SP-AP0511W |  | 0 |  | 4" | Horizontal | 50 CFM | 0.25 | 50 | 0.9 | 8.5 |  | Yes | Yes | Yes | Yes | Yes | Yes | 1008087
| Bathroom Exhaust Fans |  | Greenheck Fan Corporation | Venco | SP-AP0511W |  | 0 |  | 6" | Horizontal | 110 CFM | 0.4 | 110 | 2 | 21.5 |  | Yes | Yes | Yes | Yes | Yes | Yes | 1008087
| Bathroom Exhaust Fans |  | Greenheck Fan Corporation | Venco | SP-AP0511W |  | 0 |  | 6" | Horizontal | 80 CFM | 0.625 | 52 | 3 | 16.1 |  | Yes | Yes | Yes | Yes | Yes | Yes | 1008087
| Bathroom Exhaust Fans |  | Greenheck Fan Corporation | Venco | SP-AP0511W |  | 0 |  | 6" | Horizontal | 80 CFM | 0.5 | 74 | 2 | 17 |  | Yes | Yes | Yes | Yes | Yes | Yes | 1008087
| Bathroom Exhaust Fans |  | Greenheck Fan Corporation | Venco | SP-AP0511W |  | 0 |  | 6" | Horizontal | 80 CFM | 0.4 | 80 | 1.5 | 15.4 |  | Yes | Yes | Yes | Yes | Yes | Yes | 1008087
| Bathroom Exhaust Fans |  | Greenheck Fan Corporation | Venco | SP-AP0511W |  | 0 |  | 6" | Horizontal | 80 CFM | 0.25 | 80 | 0.8 | 11.3 |  | Yes | Yes | Yes | Yes | Yes | Yes | 1008087
| Bathroom Exhaust Fans |  | Greenheck Fan Corporation | Venco | SP-AP0511W |  | 0 |  | 6" | Horizontal | 50 CFM | 0.625 | 50 | 3.5 | 16.4 |  | Yes | Yes | Yes | Yes | Yes | Yes | 1008087
| Bathroom Exhaust Fans |  | Greenheck Fan Corporation | Venco | SP-AP0511W |  | 0 |  | 6" | Horizontal | 50 CFM | 0.5 | 50 | 2 | 14.4 |  | Yes | Yes | Yes | Yes | Yes | Yes | 1008087
| Bathroom Exhaust Fans |  | Greenheck Fan Corporation | Venco | SP-AP0511W |  | 0 |  | 6" | Horizontal | 50 CFM | 0.4 | 50 | 1.5 | 12.3 |  | Yes | Yes | Yes | Yes | Yes | Yes | 1008087
| Bathroom Exhaust Fans |  | Greenheck Fan Corporation | Venco | SP-AP0511W |  | 0 |  | 6" | Horizontal | 50 CFM | 0.25 | 50 | 0.7 | 8.6 |  | Yes | Yes | Yes | Yes | Yes | Yes | 1008087
| Bathroom Exhaust Fans |  | Greenheck Fan Corporation | Venco | SP-AP0511W-1 |  | 0 |  | 6" | Horizontal | 50 CFM | 0.1 | 50 | <0.3 | 5 |  | Yes | Yes | Yes | Yes | Yes | Yes | 1008089
| Bathroom Exhaust Fans |  | Greenheck Fan Corporation | Venco | SP-AP0511W-1 |  | 0 |  | 6" | Horizontal | 80 CFM | 0.1 | 80 | <0.3 | 7 |  | Yes | Yes | Yes | Yes | Yes | Yes | 1008089
| Bathroom Exhaust Fans |  | Greenheck Fan Corporation | Venco | SP-AP0511W-1 |  | 0 |  | 4" | Horizontal | 110 CFM | 0.25 | 110 | 1.4 | 17.2 |  | Yes | Yes | Yes | Yes | Yes | Yes | 1008089
| Bathroom Exhaust Fans |  | Greenheck Fan Corporation | Venco | SP-AP0511W-1 |  | 0 |  | 4" | Horizontal | 50 CFM | 0.1 | 50 | <0.3 | 4.8 |  | Yes | Yes | Yes | Yes | Yes | Yes | 1008089
| Bathroom Exhaust Fans |  | Greenheck Fan Corporation | Venco | SP-AP0511W-1 |  | 0 |  | 4" | Horizontal | 80 CFM | 0.1 | 80 | <0.3 | 7 |  | Yes | Yes | Yes | Yes | Yes | Yes | 1008089
| Bathroom Exhaust Fans |  | Greenheck Fan Corporation | Venco | SP-AP0511W-1 |  | 0 |  | 6" | Horizontal | 110 CFM | 0.25 | 110 | 1.1 | 15.5 |  | Yes | Yes | Yes | Yes | Yes | Yes | 1008089
| Bathroom Exhaust Fans |  | Greenheck Fan Corporation | Venco | SP-AP0511W-1 |  | 0 |  | 6" | Horizontal | 110 CFM | 0.1 | 110 | 0.6 | 10.3 |  | Yes | Yes | Yes | Yes | Yes | Yes | 1008089
| Bathroom Exhaust Fans |  | Greenheck Fan Corporation | Venco | SP-AP0511W-1 |  | 0 |  | 4" | Horizontal | 80 CFM | 0.25 | 80 | 0.9 | 11.1 |  | Yes | Yes | Yes | Yes | Yes | Yes | 1008089
| Bathroom Exhaust Fans |  | Greenheck Fan Corporation | Venco | SP-AP0511W-1 |  | 0 |  | 4" | Horizontal | 110 CFM | 0.1 | 110 | 0.8 | 11.9 |  | Yes | Yes | Yes | Yes | Yes | Yes | 1008089
| Bathroom Exhaust Fans |  | Greenheck Fan Corporation | Venco | SP-AP0511W-1 |  | 0 |  | 6" | Horizontal | 110 CFM | 0.625 | 54 | 3 | 16.2 |  | Yes | Yes | Yes | Yes | Yes | Yes | 1008089
| Bathroom Exhaust Fans |  | Greenheck Fan Corporation | Venco | SP-AP0511W-1 |  | 0 |  | 6" | Horizontal | 110 CFM | 0.5 | 75 | 2 | 17.1 |  | Yes | Yes | Yes | Yes | Yes | Yes | 1008089
| Bathroom Exhaust Fans |  | Greenheck Fan Corporation | Venco | SP-AP0511W-1 |  | 0 |  | 4" | Horizontal | 50 CFM | 0.25 | 50 | 0.9 | 8.5 |  | Yes | Yes | Yes | Yes | Yes | Yes | 1008089
| Bathroom Exhaust Fans |  | Greenheck Fan Corporation | Venco | SP-AP0511W-1 |  | 0 |  | 6" | Horizontal | 110 CFM | 0.4 | 110 | 2 | 21.5 |  | Yes | Yes | Yes | Yes | Yes | Yes | 1008089
| Bathroom Exhaust Fans |  | Greenheck Fan Corporation | Venco | SP-AP0511W-1 |  | 0 |  | 6" | Horizontal | 80 CFM | 0.625 | 52 | 3 | 16.1 |  | Yes | Yes | Yes | Yes | Yes | Yes | 1008089
| Bathroom Exhaust Fans |  | Greenheck Fan Corporation | Venco | SP-AP0511W-1 |  | 0 |  | 6" | Horizontal | 80 CFM | 0.5 | 74 | 2 | 17 |  | Yes | Yes | Yes | Yes | Yes | Yes | 1008089
| Bathroom Exhaust Fans |  | Greenheck Fan Corporation | Venco | SP-AP0511W-1 |  | 0 |  | 6" | Horizontal | 80 CFM | 0.4 | 80 | 1.5 | 15.4 |  | Yes | Yes | Yes | Yes | Yes | Yes | 1008089
| Bathroom Exhaust Fans |  | Greenheck Fan Corporation | Venco | SP-AP0511W-1 |  | 0 |  | 6" | Horizontal | 80 CFM | 0.25 | 80 | 0.8 | 11.3 |  | Yes | Yes | Yes | Yes | Yes | Yes | 1008089
| Bathroom Exhaust Fans |  | Greenheck Fan Corporation | Venco | SP-AP0511W-1 |  | 0 |  | 6" | Horizontal | 50 CFM | 0.625 | 50 | 3.5 | 16.4 |  | Yes | Yes | Yes | Yes | Yes | Yes | 1008089
| Bathroom Exhaust Fans |  | Greenheck Fan Corporation | Venco | SP-AP0511W-1 |  | 0 |  | 6" | Horizontal | 50 CFM | 0.5 | 50 | 2 | 14.4 |  | Yes | Yes | Yes | Yes | Yes | Yes | 1008089
| Bathroom Exhaust Fans |  | Greenheck Fan Corporation | Venco | SP-AP0511W-1 |  | 0 |  | 6" | Horizontal | 50 CFM | 0.4 | 50 | 1.5 | 12.3 |  | Yes | Yes | Yes | Yes | Yes | Yes | 1008089
| Bathroom Exhaust Fans |  | Greenheck Fan Corporation | Venco | SP-AP0511W-1 |  | 0 |  | 6" | Horizontal | 50 CFM | 0.25 | 50 | 0.7 | 8.6 |  | Yes | Yes | Yes | Yes | Yes | Yes | 1008089
| Bathroom Exhaust Fans |  | Greenheck Fan Corporation | Greenheck | SP-AP0511W-1 |  | 0 |  | 6" | Horizontal | 50 CFM | 0.25 | 50 | 0.7 | 8.6 |  | Yes | Yes | Yes | Yes | Yes | Yes | 1007466
| Bathroom Exhaust Fans |  | Greenheck Fan Corporation | Greenheck | SP-AP0511W-1 |  | 0 |  | 6" | Horizontal | 50 CFM | 0.4 | 50 | 1.5 | 12.3 |  | Yes | Yes | Yes | Yes | Yes | Yes | 1007466
| Bathroom Exhaust Fans |  | Greenheck Fan Corporation | Greenheck | SP-AP0511W-1 |  | 0 |  | 6" | Horizontal | 50 CFM | 0.5 | 50 | 2 | 14.4 |  | Yes | Yes | Yes | Yes | Yes | Yes | 1007466
| Bathroom Exhaust Fans |  | Greenheck Fan Corporation | Greenheck | SP-AP0511W-1 |  | 0 |  | 6" | Horizontal | 50 CFM | 0.625 | 50 | 3.5 | 16.4 |  | Yes | Yes | Yes | Yes | Yes | Yes | 1007466
| Bathroom Exhaust Fans |  | Greenheck Fan Corporation | Greenheck | SP-AP0511W-1 |  | 0 |  | 6" | Horizontal | 80 CFM | 0.25 | 80 | 0.8 | 11.3 |  | Yes | Yes | Yes | Yes | Yes | Yes | 1007466
| Bathroom Exhaust Fans |  | Greenheck Fan Corporation | Greenheck | SP-AP0511W-1 |  | 0 |  | 6" | Horizontal | 80 CFM | 0.4 | 80 | 1.5 | 15.4 |  | Yes | Yes | Yes | Yes | Yes | Yes | 1007466
| Bathroom Exhaust Fans |  | Greenheck Fan Corporation | Greenheck | SP-AP0511W-1 |  | 0 |  | 6" | Horizontal | 80 CFM | 0.5 | 74 | 2 | 17 |  | Yes | Yes | Yes | Yes | Yes | Yes | 1007466
| Bathroom Exhaust Fans |  | Greenheck Fan Corporation | Greenheck | SP-AP0511W-1 |  | 0 |  | 6" | Horizontal | 80 CFM | 0.625 | 52 | 3 | 16.1 |  | Yes | Yes | Yes | Yes | Yes | Yes | 1007466
| Bathroom Exhaust Fans |  | Greenheck Fan Corporation | Greenheck | SP-AP0511W-1 |  | 0 |  | 6" | Horizontal | 110 CFM | 0.4 | 110 | 2 | 21.5 |  | Yes | Yes | Yes | Yes | Yes | Yes | 1007466
| Bathroom Exhaust Fans |  | Greenheck Fan Corporation | Greenheck | SP-AP0511W-1 |  | 0 |  | 4" | Horizontal | 50 CFM | 0.25 | 50 | 0.9 | 8.5 |  | Yes | Yes | Yes | Yes | Yes | Yes | 1007466
| Bathroom Exhaust Fans |  | Greenheck Fan Corporation | Greenheck | SP-AP0511W-1 |  | 0 |  | 6" | Horizontal | 110 CFM | 0.5 | 75 | 2 | 17.1 |  | Yes | Yes | Yes | Yes | Yes | Yes | 1007466
| Bathroom Exhaust Fans |  | Greenheck Fan Corporation | Greenheck | SP-AP0511W-1 |  | 0 |  | 6" | Horizontal | 110 CFM | 0.625 | 54 | 3 | 16.2 |  | Yes | Yes | Yes | Yes | Yes | Yes | 1007466
| Bathroom Exhaust Fans |  | Greenheck Fan Corporation | Greenheck | SP-AP0511W-1 |  | 0 |  | 4" | Horizontal | 80 CFM | 0.25 | 80 | 0.9 | 11.1 |  | Yes | Yes | Yes | Yes | Yes | Yes | 1007466
| Bathroom Exhaust Fans |  | Greenheck Fan Corporation | Greenheck | SP-AP0511W-1 |  | 0 |  | 6" | Horizontal | 110 CFM | 0.25 | 110 | 1.1 | 15.5 |  | Yes | Yes | Yes | Yes | Yes | Yes | 1007466
| Bathroom Exhaust Fans |  | Greenheck Fan Corporation | Greenheck | SP-AP0511W-1 |  | 0 |  | 4" | Horizontal | 110 CFM | 0.25 | 110 | 1.4 | 17.2 |  | Yes | Yes | Yes | Yes | Yes | Yes | 1007466
| Bathroom Exhaust Fans |  | Greenheck Fan Corporation | Greenheck | SP-AP0511W-1 |  | 0 |  | 6" | Horizontal | 110 CFM | 0.1 | 110 | 0.6 | 10.3 |  | Yes | Yes | Yes | Yes | Yes | Yes | 1007466
| Bathroom Exhaust Fans |  | Greenheck Fan Corporation | Greenheck | SP-AP0511W-1 |  | 0 |  | 4" | Horizontal | 80 CFM | 0.1 | 80 | <0.3 | 7 |  | Yes | Yes | Yes | Yes | Yes | Yes | 1007466
| Bathroom Exhaust Fans |  | Greenheck Fan Corporation | Greenheck | SP-AP0511W-1 |  | 0 |  | 4" | Horizontal | 50 CFM | 0.1 | 50 | <0.3 | 4.8 |  | Yes | Yes | Yes | Yes | Yes | Yes | 1007466
| Bathroom Exhaust Fans |  | Greenheck Fan Corporation | Greenheck | SP-AP0511W-1 |  | 0 |  | 4" | Horizontal | 110 CFM | 0.1 | 110 | 0.8 | 11.9 |  | Yes | Yes | Yes | Yes | Yes | Yes | 1007466
| Bathroom Exhaust Fans |  | Greenheck Fan Corporation | Greenheck | SP-AP0511W-1 |  | 0 |  | 6" | Horizontal | 80 CFM | 0.1 | 80 | <0.3 | 7 |  | Yes | Yes | Yes | Yes | Yes | Yes | 1007466
| Bathroom Exhaust Fans |  | Greenheck Fan Corporation | Greenheck | SP-AP0511W-1 |  | 0 |  | 6" | Horizontal | 50 CFM | 0.1 | 50 | <0.3 | 5 |  | Yes | Yes | Yes | Yes | Yes | Yes | 1007466
| Bathroom Exhaust Fans |  | Greenheck Fan Corporation | Greenheck | SP-AP0511WL |  | 0 |  | 4" | Horizontal Exhaust | 110 CFM | 0.1 | 110 | 1.2 | 13.7 |  | Yes | Yes | Yes | Yes | Yes | Yes | 1007453
| Bathroom Exhaust Fans |  | Greenheck Fan Corporation | Greenheck | SP-AP0511WL |  | 0 |  | 4" | Horizontal Exhaust | 50 CFM | 0.1 | 50 | <0.3 | 5 |  | Yes | Yes | Yes | Yes | Yes | Yes | 1007453
| Bathroom Exhaust Fans |  | Greenheck Fan Corporation | Greenheck | SP-AP0511WL |  | 0 |  | 4" | Horizontal Exhaust | 50 CFM | 0.25 | 50 | 0.7 | 8.6 |  | Yes | Yes | Yes | Yes | Yes | Yes | 1007453
| Bathroom Exhaust Fans |  | Greenheck Fan Corporation | Greenheck | SP-AP0511WL |  | 0 |  | 4" | Horizontal Exhaust | 80 CFM | 0.1 | 80 | 0.4 | 7.7 |  | Yes | Yes | Yes | Yes | Yes | Yes | 1007453
| Bathroom Exhaust Fans |  | Greenheck Fan Corporation | Greenheck | SP-AP0511WL |  | 0 |  | 4" | Horizontal Exhaust | 80 CFM | 0.25 | 80 | 1.5 | 12.4 |  | Yes | Yes | Yes | Yes | Yes | Yes | 1007453
| Bathroom Exhaust Fans |  | Greenheck Fan Corporation | Greenheck | SP-AP0511WL |  | 0 |  | 4" | Horizontal Exhaust | 110 CFM | 0.25 | 110 | 1.5 | 19.5 |  | Yes | Yes | Yes | Yes | Yes | Yes | 1007453
| Bathroom Exhaust Fans |  | Greenheck Fan Corporation | Greenheck | SP-AP0511WL |  | 0 |  | 6" | Horizontal Exhaust | 50 CFM | 0.1 | 50 | <0.3 | 5 |  | Yes | Yes | Yes | Yes | Yes | Yes | 1007453
| Bathroom Exhaust Fans |  | Greenheck Fan Corporation | Greenheck | SP-AP0511WL |  | 0 |  | 6" | Horizontal Exhaust | 50 CFM | 0.25 | 50 | 0.7 | 8.6 |  | Yes | Yes | Yes | Yes | Yes | Yes | 1007453
| Bathroom Exhaust Fans |  | Greenheck Fan Corporation | Greenheck | SP-AP0511WL |  | 0 |  | 6" | Horizontal Exhaust | 50 CFM | 0.4 | 50 | 1.4 | 12.2 |  | Yes | Yes | Yes | Yes | Yes | Yes | 1007453
| Bathroom Exhaust Fans |  | Greenheck Fan Corporation | Greenheck | SP-AP0511WL |  | 0 |  | 6" | Horizontal Exhaust | 50 CFM | 0.5 | 50 | 2 | 14.7 |  | Yes | Yes | Yes | Yes | Yes | Yes | 1007453
| Bathroom Exhaust Fans |  | Greenheck Fan Corporation | Greenheck | SP-AP0511WL |  | 0 |  | 6" | Horizontal Exhaust | 50 CFM | 0.625 | 50 | 2.5 | 16.1 |  | Yes | Yes | Yes | Yes | Yes | Yes | 1007453
| Bathroom Exhaust Fans |  | Greenheck Fan Corporation | Greenheck | SP-AP0511WL |  | 0 |  | 6" | Horizontal Exhaust | 80 CFM | 0.1 | 80 | 0.4 | 7.3 |  | Yes | Yes | Yes | Yes | Yes | Yes | 1007453
| Bathroom Exhaust Fans |  | Greenheck Fan Corporation | Greenheck | SP-AP0511WL |  | 0 |  | 6" | Horizontal Exhaust | 80 CFM | 0.25 | 80 | 1.2 | 11.7 |  | Yes | Yes | Yes | Yes | Yes | Yes | 1007453
| Bathroom Exhaust Fans |  | Greenheck Fan Corporation | Greenheck | SP-AP0511WL |  | 0 |  | 6" | Horizontal Exhaust | 80 CFM | 0.4 | 80 | 2 | 16.1 |  | Yes | Yes | Yes | Yes | Yes | Yes | 1007453
| Bathroom Exhaust Fans |  | Greenheck Fan Corporation | Greenheck | SP-AP0511WL |  | 0 |  | 6" | Horizontal Exhaust | 80 CFM | 0.5 | 69 | 2.5 | 16.7 |  | Yes | Yes | Yes | Yes | Yes | Yes | 1007453
| Bathroom Exhaust Fans |  | Greenheck Fan Corporation | Greenheck | SP-AP0511WL |  | 0 |  | 6" | Horizontal Exhaust | 80 CFM | 0.625 | 50 | 3 | 16 |  | Yes | Yes | Yes | Yes | Yes | Yes | 1007453
| Bathroom Exhaust Fans |  | Greenheck Fan Corporation | Greenheck | SP-AP0511WL |  | 0 |  | 6" | Horizontal Exhaust | 110 CFM | 0.1 | 110 | 0.8 | 12.1 |  | Yes | Yes | Yes | Yes | Yes | Yes | 1007453
| Bathroom Exhaust Fans |  | Greenheck Fan Corporation | Greenheck | SP-AP0511WL |  | 0 |  | 6" | Horizontal Exhaust | 110 CFM | 0.25 | 110 | 1.4 | 17.1 |  | Yes | Yes | Yes | Yes | Yes | Yes | 1007453
| Bathroom Exhaust Fans |  | Greenheck Fan Corporation | Greenheck | SP-AP0511WL |  | 0 |  | 6" | Horizontal Exhaust | 110 CFM | 0.4 | 109 | 2.5 | 21.5 |  | Yes | Yes | Yes | Yes | Yes | Yes | 1007453
| Bathroom Exhaust Fans |  | Greenheck Fan Corporation | Greenheck | SP-AP0511WL |  | 0 |  | 6" | Horizontal Exhaust | 110 CFM | 0.5 | 69 | 2 | 16.6 |  | Yes | Yes | Yes | Yes | Yes | Yes | 1007453
| Bathroom Exhaust Fans |  | Greenheck Fan Corporation | Greenheck | SP-AP0511WL |  | 0 |  | 6" | Horizontal Exhaust | 110 CFM | 0.625 | 50 | 2.5 | 16 |  | Yes | Yes | Yes | Yes | Yes | Yes | 1007453
| Bathroom Exhaust Fans |  | Greenheck Fan Corporation | Venco | SP-AP0511WL |  | 0 |  | 4" | Horizontal | 50 CFM | 0.1 | 50 | <0.3 | 5 |  | Yes | Yes | Yes | Yes | Yes | Yes | 1008088
| Bathroom Exhaust Fans |  | Greenheck Fan Corporation | Venco | SP-AP0511WL |  | 0 |  | 4" | Horizontal | 80 CFM | 0.1 | 80 | 0.4 | 7.7 |  | Yes | Yes | Yes | Yes | Yes | Yes | 1008088
| Bathroom Exhaust Fans |  | Greenheck Fan Corporation | Venco | SP-AP0511WL |  | 0 |  | 4" | Horizontal | 110 CFM | 0.25 | 110 | 1.5 | 19.5 |  | Yes | Yes | Yes | Yes | Yes | Yes | 1008088
| Bathroom Exhaust Fans |  | Greenheck Fan Corporation | Venco | SP-AP0511WL |  | 0 |  | 6" | Horizontal | 50 CFM | 0.1 | 50 | <0.3 | 5 |  | Yes | Yes | Yes | Yes | Yes | Yes | 1008088
| Bathroom Exhaust Fans |  | Greenheck Fan Corporation | Venco | SP-AP0511WL |  | 0 |  | 6" | Horizontal | 80 CFM | 0.1 | 80 | 0.4 | 7.3 |  | Yes | Yes | Yes | Yes | Yes | Yes | 1008088
| Bathroom Exhaust Fans |  | Greenheck Fan Corporation | Venco | SP-AP0511WL |  | 0 |  | 6" | Horizontal | 110 CFM | 0.25 | 110 | 1.4 | 17.1 |  | Yes | Yes | Yes | Yes | Yes | Yes | 1008088
| Bathroom Exhaust Fans |  | Greenheck Fan Corporation | Venco | SP-AP0511WL |  | 0 |  | 6" | Horizontal | 110 CFM | 0.625 | 50 | 2.5 | 16 |  | Yes | Yes | Yes | Yes | Yes | Yes | 1008088
| Bathroom Exhaust Fans |  | Greenheck Fan Corporation | Venco | SP-AP0511WL |  | 0 |  | 6" | Horizontal | 110 CFM | 0.5 | 69 | 2 | 16.6 |  | Yes | Yes | Yes | Yes | Yes | Yes | 1008088
| Bathroom Exhaust Fans |  | Greenheck Fan Corporation | Venco | SP-AP0511WL |  | 0 |  | 6" | Horizontal | 110 CFM | 0.4 | 109 | 2.5 | 21.5 |  | Yes | Yes | Yes | Yes | Yes | Yes | 1008088
| Bathroom Exhaust Fans |  | Greenheck Fan Corporation | Venco | SP-AP0511WL |  | 0 |  | 6" | Horizontal | 110 CFM | 0.1 | 110 | 0.8 | 12.1 |  | Yes | Yes | Yes | Yes | Yes | Yes | 1008088
| Bathroom Exhaust Fans |  | Greenheck Fan Corporation | Venco | SP-AP0511WL |  | 0 |  | 6" | Horizontal | 80 CFM | 0.625 | 50 | 3 | 16 |  | Yes | Yes | Yes | Yes | Yes | Yes | 1008088
| Bathroom Exhaust Fans |  | Greenheck Fan Corporation | Venco | SP-AP0511WL |  | 0 |  | 6" | Horizontal | 80 CFM | 0.5 | 69 | 2.5 | 16.7 |  | Yes | Yes | Yes | Yes | Yes | Yes | 1008088
| Bathroom Exhaust Fans |  | Greenheck Fan Corporation | Venco | SP-AP0511WL |  | 0 |  | 6" | Horizontal | 80 CFM | 0.4 | 80 | 2 | 16.1 |  | Yes | Yes | Yes | Yes | Yes | Yes | 1008088
| Bathroom Exhaust Fans |  | Greenheck Fan Corporation | Venco | SP-AP0511WL |  | 0 |  | 6" | Horizontal | 80 CFM | 0.25 | 80 | 1.2 | 11.7 |  | Yes | Yes | Yes | Yes | Yes | Yes | 1008088
| Bathroom Exhaust Fans |  | Greenheck Fan Corporation | Venco | SP-AP0511WL |  | 0 |  | 6" | Horizontal | 50 CFM | 0.625 | 50 | 2.5 | 16.1 |  | Yes | Yes | Yes | Yes | Yes | Yes | 1008088
| Bathroom Exhaust Fans |  | Greenheck Fan Corporation | Venco | SP-AP0511WL |  | 0 |  | 6" | Horizontal | 50 CFM | 0.5 | 50 | 2 | 14.7 |  | Yes | Yes | Yes | Yes | Yes | Yes | 1008088
| Bathroom Exhaust Fans |  | Greenheck Fan Corporation | Venco | SP-AP0511WL |  | 0 |  | 6" | Horizontal | 50 CFM | 0.4 | 50 | 1.4 | 12.2 |  | Yes | Yes | Yes | Yes | Yes | Yes | 1008088
| Bathroom Exhaust Fans |  | Greenheck Fan Corporation | Venco | SP-AP0511WL |  | 0 |  | 6" | Horizontal | 50 CFM | 0.25 | 50 | 0.7 | 8.6 |  | Yes | Yes | Yes | Yes | Yes | Yes | 1008088
| Bathroom Exhaust Fans |  | Greenheck Fan Corporation | Venco | SP-AP0511WL |  | 0 |  | 4" | Horizontal | 80 CFM | 0.25 | 80 | 1.5 | 12.4 |  | Yes | Yes | Yes | Yes | Yes | Yes | 1008088
| Bathroom Exhaust Fans |  | Greenheck Fan Corporation | Venco | SP-AP0511WL |  | 0 |  | 4" | Horizontal | 50 CFM | 0.25 | 50 | 0.7 | 8.6 |  | Yes | Yes | Yes | Yes | Yes | Yes | 1008088
| Bathroom Exhaust Fans |  | Greenheck Fan Corporation | Venco | SP-AP0511WL |  | 0 |  | 4" | Horizontal | 110 CFM | 0.1 | 110 | 1.2 | 13.7 |  | Yes | Yes | Yes | Yes | Yes | Yes | 1008088
| Bathroom Exhaust Fans |  | Greenheck Fan Corporation | Venco | SP-AP0511WL-1 |  | 0 |  | 4" | Horizontal | 50 CFM | 0.1 | 50 | <0.3 | 5 |  | Yes | Yes | Yes | Yes | Yes | Yes | 1008090
| Bathroom Exhaust Fans |  | Greenheck Fan Corporation | Venco | SP-AP0511WL-1 |  | 0 |  | 4" | Horizontal | 80 CFM | 0.1 | 80 | 0.4 | 7.7 |  | Yes | Yes | Yes | Yes | Yes | Yes | 1008090
| Bathroom Exhaust Fans |  | Greenheck Fan Corporation | Venco | SP-AP0511WL-1 |  | 0 |  | 4" | Horizontal | 110 CFM | 0.25 | 110 | 1.5 | 19.5 |  | Yes | Yes | Yes | Yes | Yes | Yes | 1008090
| Bathroom Exhaust Fans |  | Greenheck Fan Corporation | Venco | SP-AP0511WL-1 |  | 0 |  | 6" | Horizontal | 50 CFM | 0.1 | 50 | <0.3 | 5 |  | Yes | Yes | Yes | Yes | Yes | Yes | 1008090
| Bathroom Exhaust Fans |  | Greenheck Fan Corporation | Venco | SP-AP0511WL-1 |  | 0 |  | 6" | Horizontal | 80 CFM | 0.1 | 80 | 0.4 | 7.3 |  | Yes | Yes | Yes | Yes | Yes | Yes | 1008090
| Bathroom Exhaust Fans |  | Greenheck Fan Corporation | Venco | SP-AP0511WL-1 |  | 0 |  | 6" | Horizontal | 110 CFM | 0.25 | 110 | 1.4 | 17.1 |  | Yes | Yes | Yes | Yes | Yes | Yes | 1008090
| Bathroom Exhaust Fans |  | Greenheck Fan Corporation | Venco | SP-AP0511WL-1 |  | 0 |  | 6" | Horizontal | 110 CFM | 0.625 | 50 | 2.5 | 16 |  | Yes | Yes | Yes | Yes | Yes | Yes | 1008090
| Bathroom Exhaust Fans |  | Greenheck Fan Corporation | Venco | SP-AP0511WL-1 |  | 0 |  | 6" | Horizontal | 110 CFM | 0.5 | 69 | 2 | 16.6 |  | Yes | Yes | Yes | Yes | Yes | Yes | 1008090
| Bathroom Exhaust Fans |  | Greenheck Fan Corporation | Venco | SP-AP0511WL-1 |  | 0 |  | 6" | Horizontal | 110 CFM | 0.4 | 109 | 2.5 | 21.5 |  | Yes | Yes | Yes | Yes | Yes | Yes | 1008090
| Bathroom Exhaust Fans |  | Greenheck Fan Corporation | Venco | SP-AP0511WL-1 |  | 0 |  | 6" | Horizontal | 110 CFM | 0.1 | 110 | 0.8 | 12.1 |  | Yes | Yes | Yes | Yes | Yes | Yes | 1008090
| Bathroom Exhaust Fans |  | Greenheck Fan Corporation | Venco | SP-AP0511WL-1 |  | 0 |  | 6" | Horizontal | 80 CFM | 0.625 | 50 | 3 | 16 |  | Yes | Yes | Yes | Yes | Yes | Yes | 1008090
| Bathroom Exhaust Fans |  | Greenheck Fan Corporation | Venco | SP-AP0511WL-1 |  | 0 |  | 6" | Horizontal | 80 CFM | 0.5 | 69 | 2.5 | 16.7 |  | Yes | Yes | Yes | Yes | Yes | Yes | 1008090
| Bathroom Exhaust Fans |  | Greenheck Fan Corporation | Venco | SP-AP0511WL-1 |  | 0 |  | 6" | Horizontal | 80 CFM | 0.4 | 80 | 2 | 16.1 |  | Yes | Yes | Yes | Yes | Yes | Yes | 1008090
| Bathroom Exhaust Fans |  | Greenheck Fan Corporation | Venco | SP-AP0511WL-1 |  | 0 |  | 6" | Horizontal | 80 CFM | 0.25 | 80 | 1.2 | 11.7 |  | Yes | Yes | Yes | Yes | Yes | Yes | 1008090
| Bathroom Exhaust Fans |  | Greenheck Fan Corporation | Venco | SP-AP0511WL-1 |  | 0 |  | 6" | Horizontal | 50 CFM | 0.625 | 50 | 2.5 | 16.1 |  | Yes | Yes | Yes | Yes | Yes | Yes | 1008090
| Bathroom Exhaust Fans |  | Greenheck Fan Corporation | Venco | SP-AP0511WL-1 |  | 0 |  | 6" | Horizontal | 50 CFM | 0.5 | 50 | 2 | 14.7 |  | Yes | Yes | Yes | Yes | Yes | Yes | 1008090
| Bathroom Exhaust Fans |  | Greenheck Fan Corporation | Venco | SP-AP0511WL-1 |  | 0 |  | 6" | Horizontal | 50 CFM | 0.4 | 50 | 1.4 | 12.2 |  | Yes | Yes | Yes | Yes | Yes | Yes | 1008090
| Bathroom Exhaust Fans |  | Greenheck Fan Corporation | Venco | SP-AP0511WL-1 |  | 0 |  | 6" | Horizontal | 50 CFM | 0.25 | 50 | 0.7 | 8.6 |  | Yes | Yes | Yes | Yes | Yes | Yes | 1008090
| Bathroom Exhaust Fans |  | Greenheck Fan Corporation | Venco | SP-AP0511WL-1 |  | 0 |  | 4" | Horizontal | 80 CFM | 0.25 | 80 | 1.5 | 12.4 |  | Yes | Yes | Yes | Yes | Yes | Yes | 1008090
| Bathroom Exhaust Fans |  | Greenheck Fan Corporation | Venco | SP-AP0511WL-1 |  | 0 |  | 4" | Horizontal | 50 CFM | 0.25 | 50 | 0.7 | 8.6 |  | Yes | Yes | Yes | Yes | Yes | Yes | 1008090
| Bathroom Exhaust Fans |  | Greenheck Fan Corporation | Venco | SP-AP0511WL-1 |  | 0 |  | 4" | Horizontal | 110 CFM | 0.1 | 110 | 1.2 | 13.7 |  | Yes | Yes | Yes | Yes | Yes | Yes | 1008090
| Bathroom Exhaust Fans |  | Greenheck Fan Corporation | Greenheck | SP-AP0511WL-1 |  | 0 |  | 4" | Horizontal | 50 CFM | 0.25 | 50 | 0.7 | 8.6 |  | Yes | Yes | Yes | Yes | Yes | Yes | 1007467
| Bathroom Exhaust Fans |  | Greenheck Fan Corporation | Greenheck | SP-AP0511WL-1 |  | 0 |  | 4" | Horizontal | 80 CFM | 0.25 | 80 | 1.5 | 12.4 |  | Yes | Yes | Yes | Yes | Yes | Yes | 1007467
| Bathroom Exhaust Fans |  | Greenheck Fan Corporation | Greenheck | SP-AP0511WL-1 |  | 0 |  | 4" | Horizontal | 110 CFM | 0.25 | 110 | 1.5 | 19.5 |  | Yes | Yes | Yes | Yes | Yes | Yes | 1007467
| Bathroom Exhaust Fans |  | Greenheck Fan Corporation | Greenheck | SP-AP0511WL-1 |  | 0 |  | 6" | Horizontal | 50 CFM | 0.25 | 50 | 0.7 | 8.6 |  | Yes | Yes | Yes | Yes | Yes | Yes | 1007467
| Bathroom Exhaust Fans |  | Greenheck Fan Corporation | Greenheck | SP-AP0511WL-1 |  | 0 |  | 6" | Horizontal | 50 CFM | 0.4 | 50 | 1.4 | 12.2 |  | Yes | Yes | Yes | Yes | Yes | Yes | 1007467
| Bathroom Exhaust Fans |  | Greenheck Fan Corporation | Greenheck | SP-AP0511WL-1 |  | 0 |  | 6" | Horizontal | 50 CFM | 0.5 | 50 | 2 | 14.7 |  | Yes | Yes | Yes | Yes | Yes | Yes | 1007467
| Bathroom Exhaust Fans |  | Greenheck Fan Corporation | Greenheck | SP-AP0511WL-1 |  | 0 |  | 6" | Horizontal | 50 CFM | 0.625 | 50 | 2.5 | 16.1 |  | Yes | Yes | Yes | Yes | Yes | Yes | 1007467
| Bathroom Exhaust Fans |  | Greenheck Fan Corporation | Greenheck | SP-AP0511WL-1 |  | 0 |  | 6" | Horizontal | 80 CFM | 0.25 | 80 | 1.2 | 11.7 |  | Yes | Yes | Yes | Yes | Yes | Yes | 1007467
| Bathroom Exhaust Fans |  | Greenheck Fan Corporation | Greenheck | SP-AP0511WL-1 |  | 0 |  | 6" | Horizontal | 80 CFM | 0.4 | 80 | 2 | 16.1 |  | Yes | Yes | Yes | Yes | Yes | Yes | 1007467
| Bathroom Exhaust Fans |  | Greenheck Fan Corporation | Greenheck | SP-AP0511WL-1 |  | 0 |  | 6" | Horizontal | 80 CFM | 0.5 | 69 | 2.5 | 16.7 |  | Yes | Yes | Yes | Yes | Yes | Yes | 1007467
| Bathroom Exhaust Fans |  | Greenheck Fan Corporation | Greenheck | SP-AP0511WL-1 |  | 0 |  | 6" | Horizontal | 80 CFM | 0.625 | 50 | 3 | 16 |  | Yes | Yes | Yes | Yes | Yes | Yes | 1007467
| Bathroom Exhaust Fans |  | Greenheck Fan Corporation | Greenheck | SP-AP0511WL-1 |  | 0 |  | 6" | Horizontal | 110 CFM | 0.25 | 110 | 1.4 | 17.1 |  | Yes | Yes | Yes | Yes | Yes | Yes | 1007467
| Bathroom Exhaust Fans |  | Greenheck Fan Corporation | Greenheck | SP-AP0511WL-1 |  | 0 |  | 6" | Horizontal | 110 CFM | 0.4 | 109 | 2.5 | 21.5 |  | Yes | Yes | Yes | Yes | Yes | Yes | 1007467
| Bathroom Exhaust Fans |  | Greenheck Fan Corporation | Greenheck | SP-AP0511WL-1 |  | 0 |  | 6" | Horizontal | 110 CFM | 0.5 | 69 | 2 | 16.6 |  | Yes | Yes | Yes | Yes | Yes | Yes | 1007467
| Bathroom Exhaust Fans |  | Greenheck Fan Corporation | Greenheck | SP-AP0511WL-1 |  | 0 |  | 6" | Horizontal | 110 CFM | 0.625 | 50 | 2.5 | 16 |  | Yes | Yes | Yes | Yes | Yes | Yes | 1007467
| Bathroom Exhaust Fans |  | Greenheck Fan Corporation | Greenheck | SP-AP0511WL-1 |  | 0 |  | 6" | Horizontal | 110 CFM | 0.1 | 110 | 0.8 | 12.1 |  | Yes | Yes | Yes | Yes | Yes | Yes | 1007467
| Bathroom Exhaust Fans |  | Greenheck Fan Corporation | Greenheck | SP-AP0511WL-1 |  | 0 |  | 6" | Horizontal | 80 CFM | 0.1 | 80 | 0.4 | 7.3 |  | Yes | Yes | Yes | Yes | Yes | Yes | 1007467
| Bathroom Exhaust Fans |  | Greenheck Fan Corporation | Greenheck | SP-AP0511WL-1 |  | 0 |  | 6" | Horizontal | 50 CFM | 0.1 | 50 | <0.3 | 5 |  | Yes | Yes | Yes | Yes | Yes | Yes | 1007467
| Bathroom Exhaust Fans |  | Greenheck Fan Corporation | Greenheck | SP-AP0511WL-1 |  | 0 |  | 4" | Horizontal | 80 CFM | 0.1 | 80 | 0.4 | 7.7 |  | Yes | Yes | Yes | Yes | Yes | Yes | 1007467
| Bathroom Exhaust Fans |  | Greenheck Fan Corporation | Greenheck | SP-AP0511WL-1 |  | 0 |  | 4" | Horizontal | 50 CFM | 0.1 | 50 | <0.3 | 5 |  | Yes | Yes | Yes | Yes | Yes | Yes | 1007467
| Bathroom Exhaust Fans |  | Greenheck Fan Corporation | Greenheck | SP-AP0511WL-1 |  | 0 |  | 4" | Horizontal | 110 CFM | 0.1 | 110 | 1.2 | 13.7 |  | Yes | Yes | Yes | Yes | Yes | Yes | 1007467
| Bathroom Exhaust Fans |  | Greenheck Fan Corporation | Greenheck | SP-B110 |  | 0 |  | 6" | Horizontal Exhaust | HS | 0.1 | 120 | 2 | 91 |  | NO | No | No | No | No | No | 1006841
| Bathroom Exhaust Fans |  | Greenheck Fan Corporation | Greenheck | SP-B110 |  | 0 |  | 6" | Horizontal Exhaust | HS | 0.25 | 115 |  | 89.9 |  | NO | No | No | No | No | No | 1006841
| Bathroom Exhaust Fans |  | Greenheck Fan Corporation | Greenheck | SP-B110-QD |  | 0 |  | 6" | Horizontal | HS | 0.1 | 120 | 2 | 91 |  | NO | No | No | No | No | No | 1006848
| Bathroom Exhaust Fans |  | Greenheck Fan Corporation | Greenheck | SP-B110-QD |  | 0 |  | 6" | Horizontal | HS | 0.25 | 115 |  | 89.9 |  | NO | No | No | No | No | No | 1006848
| Bathroom Exhaust Fans |  | Greenheck Fan Corporation | Greenheck | SP-B110ES |  | 0 |  | 6" | Horizontal Exhaust | HS | 0.1 | 110 | 1.5 | 31.3 |  | Yes | Yes | Yes | Yes | Yes | Yes | 1006565
| Bathroom Exhaust Fans |  | Greenheck Fan Corporation | Greenheck | SP-B110ES |  | 0 |  | 6" | Horizontal Exhaust | HS | 0.25 | 94 | 2 | 30.2 |  | Yes | Yes | Yes | Yes | Yes | Yes | 1006565
| Bathroom Exhaust Fans |  | Greenheck Fan Corporation | Greenheck | SP-B110ES-QD |  | 0 |  | 6" | Horizontal | HS | 0.25 | 94 | 2 | 30.2 |  | Yes | Yes | Yes | Yes | Yes | Yes | 1007571
| Bathroom Exhaust Fans |  | Greenheck Fan Corporation | Greenheck | SP-B110ES-QD |  | 0 |  | 6" | Horizontal | HS | 0.1 | 110 | 1.5 | 31.3 |  | Yes | Yes | Yes | Yes | Yes | Yes | 1007571
| Bathroom Exhaust Fans |  | Greenheck Fan Corporation | Greenheck | SP-B50 |  | 0 |  | 6" | Horizontal Exhaust | HS | 0.1 | 60 | 0.4 | 15.8 |  | Yes | Yes | Yes | Yes | Yes | Yes | 1006604
| Bathroom Exhaust Fans |  | Greenheck Fan Corporation | Greenheck | SP-B50 |  | 0 |  | 6" | Horizontal Exhaust | HS | 0.25 | 43 |  | 15.3 |  | Yes | Yes | Yes | Yes | Yes | Yes | 1006604
| Bathroom Exhaust Fans |  | Greenheck Fan Corporation | Greenheck | SP-B50-QD |  | 0 |  | 6" | Horizontal | HS | 0.25 | 43 |  | 15.3 |  | Yes | Yes | Yes | Yes | Yes | Yes | 1006605
| Bathroom Exhaust Fans |  | Greenheck Fan Corporation | Greenheck | SP-B50-QD |  | 0 |  | 6" | Horizontal | HS | 0.1 | 60 | 0.4 | 15.8 |  | Yes | Yes | Yes | Yes | Yes | Yes | 1006605
| Bathroom Exhaust Fans |  | Greenheck Fan Corporation | Greenheck | SP-B70 |  | 0 |  | 6" | Horizontal Exhaust | HS | 0.1 | 70 | 0.7 | 17.1 |  | Yes | Yes | Yes | Yes | Yes | Yes | 1006609
| Bathroom Exhaust Fans |  | Greenheck Fan Corporation | Greenheck | SP-B70 |  | 0 |  | 6" | Horizontal Exhaust | HS | 0.25 | 52 |  | 16.6 |  | Yes | Yes | Yes | Yes | Yes | Yes | 1006609
| Bathroom Exhaust Fans |  | Greenheck Fan Corporation | Greenheck | SP-B70-QD |  | 0 |  | 6" | Horizontal | HS | 0.25 | 52 |  | 16.6 |  | Yes | Yes | Yes | Yes | Yes | Yes | 1006610
| Bathroom Exhaust Fans |  | Greenheck Fan Corporation | Greenheck | SP-B70-QD |  | 0 |  | 6" | Horizontal | HS | 0.1 | 70 | 0.7 | 17.1 |  | Yes | Yes | Yes | Yes | Yes | Yes | 1006610
| Bathroom Exhaust Fans |  | Greenheck Fan Corporation | Greenheck | SP-B80 |  | 0 |  | 6" | Horizontal Exhaust | HS | 0.1 | 80 | 0.9 | 18 |  | Yes | Yes | Yes | Yes | Yes | Yes | 1006588
| Bathroom Exhaust Fans |  | Greenheck Fan Corporation | Greenheck | SP-B80 |  | 0 |  | 6" | Horizontal Exhaust | HS | 0.25 | 62 |  | 17.7 |  | Yes | Yes | Yes | Yes | Yes | Yes | 1006588
| Bathroom Exhaust Fans |  | Greenheck Fan Corporation | Greenheck | SP-B80-QD |  | 0 |  | 6" | Horizontal | HS | 0.1 | 80 | 0.9 | 18 |  | Yes | Yes | Yes | Yes | Yes | Yes | 1006607
| Bathroom Exhaust Fans |  | Greenheck Fan Corporation | Greenheck | SP-B80-QD |  | 0 |  | 6" | Horizontal | HS | 0.25 | 62 |  | 17.7 |  | Yes | Yes | Yes | Yes | Yes | Yes | 1006607
| Bathroom Exhaust Fans |  | Greenheck Fan Corporation | Greenheck | SP-B90 |  | 0 |  | 6" | Horizontal Exhaust | HS | 0.1 | 90 | 1.1 | 21.4 |  | Yes | Yes | Yes | Yes | Yes | Yes | 1006599
| Bathroom Exhaust Fans |  | Greenheck Fan Corporation | Greenheck | SP-B90 |  | 0 |  | 6" | Horizontal Exhaust | HS | 0.25 | 70 |  | 21.2 |  | Yes | Yes | Yes | Yes | Yes | Yes | 1006599
| Bathroom Exhaust Fans |  | Greenheck Fan Corporation | Greenheck | SP-B90-QD |  | 0 |  | 6" | Horizontal | HS | 0.25 | 70 |  | 21.2 |  | Yes | Yes | Yes | Yes | Yes | Yes | 1006622
| Bathroom Exhaust Fans |  | Greenheck Fan Corporation | Greenheck | SP-B90-QD |  | 0 |  | 6" | Horizontal | HS | 0.1 | 90 | 1.1 | 21.4 |  | Yes | Yes | Yes | Yes | Yes | Yes | 1006622
| Bathroom Exhaust Fans |  | Greenheck Fan Corporation | Greenheck | SP-LP0511 |  | 0 |  | 4" | Horizontal Exhaust | 50 CFM | 0.4 | 50 |  |  |  | Yes | Yes | Yes | Yes | Yes | Yes | 1008695
| Bathroom Exhaust Fans |  | Greenheck Fan Corporation | Greenheck | SP-LP0511 |  | 0 |  | 4" | Horizontal Exhaust | 50 CFM | 0.5 | 50 |  |  |  | Yes | Yes | Yes | Yes | Yes | Yes | 1008695
| Bathroom Exhaust Fans |  | Greenheck Fan Corporation | Greenheck | SP-LP0511 |  | 0 |  | 4" | Horizontal Exhaust | 80 CFM | 0.5 | 80 |  |  |  | Yes | Yes | Yes | Yes | Yes | Yes | 1008695
| Bathroom Exhaust Fans |  | Greenheck Fan Corporation | Greenheck | SP-LP0511 |  | 0 |  | 4" | Horizontal Exhaust | 50 CFM | 0.1 | 50 | <0.3 | 4.4 |  | Yes | Yes | Yes | Yes | Yes | Yes | 1008695
| Bathroom Exhaust Fans |  | Greenheck Fan Corporation | Greenheck | SP-LP0511 |  | 0 |  | 4" | Horizontal Exhaust | 50 CFM | 0.25 | 50 | 0.7 | 7.5 |  | Yes | Yes | Yes | Yes | Yes | Yes | 1008695
| Bathroom Exhaust Fans |  | Greenheck Fan Corporation | Greenheck | SP-LP0511 |  | 0 |  | 4" | Horizontal Exhaust | 80 CFM | 0.4 | 80 |  |  |  | Yes | Yes | Yes | Yes | Yes | Yes | 1008695
| Bathroom Exhaust Fans |  | Greenheck Fan Corporation | Greenheck | SP-LP0511 |  | 0 |  | 4" | Horizontal Exhaust | 80 CFM | 0.25 | 80 | 1.3 | 11.8 |  | Yes | Yes | Yes | Yes | Yes | Yes | 1008695
| Bathroom Exhaust Fans |  | Greenheck Fan Corporation | Greenheck | SP-LP0511 |  | 0 |  | 4" | Horizontal Exhaust | 80 CFM | 0.1 | 80 | 0.8 | 7.4 |  | Yes | Yes | Yes | Yes | Yes | Yes | 1008695
| Bathroom Exhaust Fans |  | Greenheck Fan Corporation | Greenheck | SP-LP0511 |  | 0 |  | 4" | Horizontal Exhaust | 110 CFM | 0.4 | 110 |  |  |  | Yes | Yes | Yes | Yes | Yes | Yes | 1008695
| Bathroom Exhaust Fans |  | Greenheck Fan Corporation | Greenheck | SP-LP0511 |  | 0 |  | 4" | Horizontal Exhaust | 110 CFM | 0.5 | 102 |  |  |  | Yes | Yes | Yes | Yes | Yes | Yes | 1008695
| Bathroom Exhaust Fans |  | Greenheck Fan Corporation | Greenheck | SP-LP0511 |  | 0 |  | 4" | Horizontal Exhaust | 110 CFM | 0.25 | 110 | 2 | 19.4 |  | Yes | Yes | Yes | Yes | Yes | Yes | 1008695
| Bathroom Exhaust Fans |  | Greenheck Fan Corporation | Greenheck | SP-LP0511 |  | 0 |  | 4" | Horizontal Exhaust | 110 CFM | 0.1 | 110 | 1.5 | 14 |  | Yes | Yes | Yes | Yes | Yes | Yes | 1008695
| Bathroom Exhaust Fans |  | Greenheck Fan Corporation | Greenheck | SP-LP0511-1 |  | 0 |  | 4" | Horizontal | 50 CFM | 0.5 | 50 |  |  |  | Yes | Yes | Yes | Yes | Yes | Yes | 1008697
| Bathroom Exhaust Fans |  | Greenheck Fan Corporation | Greenheck | SP-LP0511-1 |  | 0 |  | 4" | Horizontal | 50 CFM | 0.4 | 50 |  |  |  | Yes | Yes | Yes | Yes | Yes | Yes | 1008697
| Bathroom Exhaust Fans |  | Greenheck Fan Corporation | Greenheck | SP-LP0511-1 |  | 0 |  | 4" | Horizontal | 50 CFM | 0.25 | 50 | 0.7 | 7.5 |  | Yes | Yes | Yes | Yes | Yes | Yes | 1008697
| Bathroom Exhaust Fans |  | Greenheck Fan Corporation | Greenheck | SP-LP0511-1 |  | 0 |  | 4" | Horizontal | 50 CFM | 0.1 | 50 | <0.3 | 4.4 |  | Yes | Yes | Yes | Yes | Yes | Yes | 1008697
| Bathroom Exhaust Fans |  | Greenheck Fan Corporation | Greenheck | SP-LP0511-1 |  | 0 |  | 4" | Horizontal | 80 CFM | 0.5 | 80 |  |  |  | Yes | Yes | Yes | Yes | Yes | Yes | 1008697
| Bathroom Exhaust Fans |  | Greenheck Fan Corporation | Greenheck | SP-LP0511-1 |  | 0 |  | 4" | Horizontal | 80 CFM | 0.4 | 80 |  |  |  | Yes | Yes | Yes | Yes | Yes | Yes | 1008697
| Bathroom Exhaust Fans |  | Greenheck Fan Corporation | Greenheck | SP-LP0511-1 |  | 0 |  | 4" | Horizontal | 80 CFM | 0.25 | 80 | 1.3 | 11.8 |  | Yes | Yes | Yes | Yes | Yes | Yes | 1008697
| Bathroom Exhaust Fans |  | Greenheck Fan Corporation | Greenheck | SP-LP0511-1 |  | 0 |  | 4" | Horizontal | 80 CFM | 0.1 | 80 | 0.8 | 7.4 |  | Yes | Yes | Yes | Yes | Yes | Yes | 1008697
| Bathroom Exhaust Fans |  | Greenheck Fan Corporation | Greenheck | SP-LP0511-1 |  | 0 |  | 4" | Horizontal | 110 CFM | 0.5 | 102 |  |  |  | Yes | Yes | Yes | Yes | Yes | Yes | 1008697
| Bathroom Exhaust Fans |  | Greenheck Fan Corporation | Greenheck | SP-LP0511-1 |  | 0 |  | 4" | Horizontal | 110 CFM | 0.4 | 110 |  |  |  | Yes | Yes | Yes | Yes | Yes | Yes | 1008697
| Bathroom Exhaust Fans |  | Greenheck Fan Corporation | Greenheck | SP-LP0511-1 |  | 0 |  | 4" | Horizontal | 110 CFM | 0.25 | 110 | 2 | 19.4 |  | Yes | Yes | Yes | Yes | Yes | Yes | 1008697
| Bathroom Exhaust Fans |  | Greenheck Fan Corporation | Greenheck | SP-LP0511-1 |  | 0 |  | 4" | Horizontal | 110 CFM | 0.1 | 110 | 1.5 | 14 |  | Yes | Yes | Yes | Yes | Yes | Yes | 1008697
| Bathroom Exhaust Fans |  | Greenheck Fan Corporation | Greenheck | SP-LP0511H |  | 0 |  | 4" | Horizontal | 50 CFM | 0.5 | 50 |  |  |  | Yes | Yes | Yes | Yes | Yes | Yes | 1008696
| Bathroom Exhaust Fans |  | Greenheck Fan Corporation | Greenheck | SP-LP0511H |  | 0 |  | 4" | Horizontal | 50 CFM | 0.4 | 50 |  |  |  | Yes | Yes | Yes | Yes | Yes | Yes | 1008696
| Bathroom Exhaust Fans |  | Greenheck Fan Corporation | Greenheck | SP-LP0511H |  | 0 |  | 4" | Horizontal | 50 CFM | 0.25 | 50 | 0.7 | 7.5 |  | Yes | Yes | Yes | Yes | Yes | Yes | 1008696
| Bathroom Exhaust Fans |  | Greenheck Fan Corporation | Greenheck | SP-LP0511H |  | 0 |  | 4" | Horizontal | 50 CFM | 0.1 | 50 | <0.3 | 4.4 |  | Yes | Yes | Yes | Yes | Yes | Yes | 1008696
| Bathroom Exhaust Fans |  | Greenheck Fan Corporation | Greenheck | SP-LP0511H |  | 0 |  | 4" | Horizontal | 80 CFM | 0.5 | 80 |  |  |  | Yes | Yes | Yes | Yes | Yes | Yes | 1008696
| Bathroom Exhaust Fans |  | Greenheck Fan Corporation | Greenheck | SP-LP0511H |  | 0 |  | 4" | Horizontal | 80 CFM | 0.4 | 80 |  |  |  | Yes | Yes | Yes | Yes | Yes | Yes | 1008696
| Bathroom Exhaust Fans |  | Greenheck Fan Corporation | Greenheck | SP-LP0511H |  | 0 |  | 4" | Horizontal | 80 CFM | 0.25 | 80 | 1.3 | 11.8 |  | Yes | Yes | Yes | Yes | Yes | Yes | 1008696
| Bathroom Exhaust Fans |  | Greenheck Fan Corporation | Greenheck | SP-LP0511H |  | 0 |  | 4" | Horizontal | 80 CFM | 0.1 | 80 | 0.8 | 7.4 |  | Yes | Yes | Yes | Yes | Yes | Yes | 1008696
| Bathroom Exhaust Fans |  | Greenheck Fan Corporation | Greenheck | SP-LP0511H |  | 0 |  | 4" | Horizontal | 110 CFM | 0.5 | 102 |  |  |  | Yes | Yes | Yes | Yes | Yes | Yes | 1008696
| Bathroom Exhaust Fans |  | Greenheck Fan Corporation | Greenheck | SP-LP0511H |  | 0 |  | 4" | Horizontal | 110 CFM | 0.4 | 110 |  |  |  | Yes | Yes | Yes | Yes | Yes | Yes | 1008696
| Bathroom Exhaust Fans |  | Greenheck Fan Corporation | Greenheck | SP-LP0511H |  | 0 |  | 4" | Horizontal | 110 CFM | 0.25 | 110 | 2 | 19.4 |  | Yes | Yes | Yes | Yes | Yes | Yes | 1008696
| Bathroom Exhaust Fans |  | Greenheck Fan Corporation | Greenheck | SP-LP0511H |  | 0 |  | 4" | Horizontal | 110 CFM | 0.1 | 110 | 1.5 | 14 |  | Yes | Yes | Yes | Yes | Yes | Yes | 1008696
<font color=red>New</font> | Bathroom Exhaust Fans |  | Greenheck Fan Corporation | Greenheck | SP-LP0511HL |  | 0 |  | 4" | Horizontal | 50 CFM | 0.5 | 50 |  |  |  | Yes | Yes | Yes | Yes | Yes | Yes | 1008764
<font color=red>New</font> | Bathroom Exhaust Fans |  | Greenheck Fan Corporation | Greenheck | SP-LP0511HL |  | 0 |  | 4" | Horizontal | 50 CFM | 0.4 | 50 |  |  |  | Yes | Yes | Yes | Yes | Yes | Yes | 1008764
<font color=red>New</font> | Bathroom Exhaust Fans |  | Greenheck Fan Corporation | Greenheck | SP-LP0511HL |  | 0 |  | 4" | Horizontal | 50 CFM | 0.25 | 50 | 0.8 | 7.5 |  | Yes | Yes | Yes | Yes | Yes | Yes | 1008764
<font color=red>New</font> | Bathroom Exhaust Fans |  | Greenheck Fan Corporation | Greenheck | SP-LP0511HL |  | 0 |  | 4" | Horizontal | 50 CFM | 0.1 | 50 | 0.4 | 4.5 |  | Yes | Yes | Yes | Yes | Yes | Yes | 1008764
<font color=red>New</font> | Bathroom Exhaust Fans |  | Greenheck Fan Corporation | Greenheck | SP-LP0511HL |  | 0 |  | 4" | Horizontal | 80 CFM | 0.5 | 73 |  |  |  | Yes | Yes | Yes | Yes | Yes | Yes | 1008764
<font color=red>New</font> | Bathroom Exhaust Fans |  | Greenheck Fan Corporation | Greenheck | SP-LP0511HL |  | 0 |  | 4" | Horizontal | 80 CFM | 0.4 | 80 |  |  |  | Yes | Yes | Yes | Yes | Yes | Yes | 1008764
<font color=red>New</font> | Bathroom Exhaust Fans |  | Greenheck Fan Corporation | Greenheck | SP-LP0511HL |  | 0 |  | 4" | Horizontal | 80 CFM | 0.25 | 80 | 1.4 | 11.5 |  | Yes | Yes | Yes | Yes | Yes | Yes | 1008764
<font color=red>New</font> | Bathroom Exhaust Fans |  | Greenheck Fan Corporation | Greenheck | SP-LP0511HL |  | 0 |  | 4" | Horizontal | 80 CFM | 0.1 | 80 | 0.9 | 7.7 |  | Yes | Yes | Yes | Yes | Yes | Yes | 1008764
<font color=red>New</font> | Bathroom Exhaust Fans |  | Greenheck Fan Corporation | Greenheck | SP-LP0511HL |  | 0 |  | 4" | Horizontal | 110 CFM | 0.5 | 78 |  |  |  | Yes | Yes | Yes | Yes | Yes | Yes | 1008764
<font color=red>New</font> | Bathroom Exhaust Fans |  | Greenheck Fan Corporation | Greenheck | SP-LP0511HL |  | 0 |  | 4" | Horizontal | 110 CFM | 0.4 | 105 |  |  |  | Yes | Yes | Yes | Yes | Yes | Yes | 1008764
<font color=red>New</font> | Bathroom Exhaust Fans |  | Greenheck Fan Corporation | Greenheck | SP-LP0511HL |  | 0 |  | 4" | Horizontal | 110 CFM | 0.25 | 110 | 2.5 | 20.1 |  | Yes | Yes | Yes | Yes | Yes | Yes | 1008764
<font color=red>New</font> | Bathroom Exhaust Fans |  | Greenheck Fan Corporation | Greenheck | SP-LP0511HL |  | 0 |  | 4" | Horizontal | 110 CFM | 0.1 | 110 | 2 | 14.5 |  | Yes | Yes | Yes | Yes | Yes | Yes | 1008764
<font color=red>New</font> | Bathroom Exhaust Fans |  | Greenheck Fan Corporation | Greenheck | SP-LP0511L |  | 0 |  | 4" | Horizontal Exhaust | 110 CFM | 0.5 | 78 |  |  |  | Yes | Yes | Yes | Yes | Yes | Yes | 1008762
<font color=red>New</font> | Bathroom Exhaust Fans |  | Greenheck Fan Corporation | Greenheck | SP-LP0511L |  | 0 |  | 4" | Horizontal Exhaust | 110 CFM | 0.25 | 110 | 2.5 | 20.1 |  | Yes | Yes | Yes | Yes | Yes | Yes | 1008762
<font color=red>New</font> | Bathroom Exhaust Fans |  | Greenheck Fan Corporation | Greenheck | SP-LP0511L |  | 0 |  | 4" | Horizontal Exhaust | 110 CFM | 0.4 | 105 |  |  |  | Yes | Yes | Yes | Yes | Yes | Yes | 1008762
<font color=red>New</font> | Bathroom Exhaust Fans |  | Greenheck Fan Corporation | Greenheck | SP-LP0511L |  | 0 |  | 4" | Horizontal Exhaust | 80 CFM | 0.25 | 80 | 1.4 | 11.5 |  | Yes | Yes | Yes | Yes | Yes | Yes | 1008762
<font color=red>New</font> | Bathroom Exhaust Fans |  | Greenheck Fan Corporation | Greenheck | SP-LP0511L |  | 0 |  | 4" | Horizontal Exhaust | 80 CFM | 0.4 | 80 |  |  |  | Yes | Yes | Yes | Yes | Yes | Yes | 1008762
<font color=red>New</font> | Bathroom Exhaust Fans |  | Greenheck Fan Corporation | Greenheck | SP-LP0511L |  | 0 |  | 4" | Horizontal Exhaust | 80 CFM | 0.5 | 73 |  |  |  | Yes | Yes | Yes | Yes | Yes | Yes | 1008762
<font color=red>New</font> | Bathroom Exhaust Fans |  | Greenheck Fan Corporation | Greenheck | SP-LP0511L |  | 0 |  | 4" | Horizontal Exhaust | 50 CFM | 0.25 | 50 | 0.8 | 7.5 |  | Yes | Yes | Yes | Yes | Yes | Yes | 1008762
<font color=red>New</font> | Bathroom Exhaust Fans |  | Greenheck Fan Corporation | Greenheck | SP-LP0511L |  | 0 |  | 4" | Horizontal Exhaust | 50 CFM | 0.4 | 50 |  |  |  | Yes | Yes | Yes | Yes | Yes | Yes | 1008762
<font color=red>New</font> | Bathroom Exhaust Fans |  | Greenheck Fan Corporation | Greenheck | SP-LP0511L |  | 0 |  | 4" | Horizontal Exhaust | 50 CFM | 0.5 | 50 |  |  |  | Yes | Yes | Yes | Yes | Yes | Yes | 1008762
<font color=red>New</font> | Bathroom Exhaust Fans |  | Greenheck Fan Corporation | Greenheck | SP-LP0511L |  | 0 |  | 4" | Horizontal Exhaust | 110 CFM | 0.1 | 110 | 2 | 14.5 |  | Yes | Yes | Yes | Yes | Yes | Yes | 1008762
<font color=red>New</font> | Bathroom Exhaust Fans |  | Greenheck Fan Corporation | Greenheck | SP-LP0511L |  | 0 |  | 4" | Horizontal Exhaust | 80 CFM | 0.1 | 80 | 0.9 | 7.7 |  | Yes | Yes | Yes | Yes | Yes | Yes | 1008762
<font color=red>New</font> | Bathroom Exhaust Fans |  | Greenheck Fan Corporation | Greenheck | SP-LP0511L |  | 0 |  | 4" | Horizontal Exhaust | 50 CFM | 0.1 | 50 | 0.4 | 4.5 |  | Yes | Yes | Yes | Yes | Yes | Yes | 1008762
<font color=red>New</font> | Bathroom Exhaust Fans |  | Greenheck Fan Corporation | Greenheck | SP-LP0511L-1 |  | 0 |  | 4" | Horizontal | 50 CFM | 0.5 | 50 |  |  |  | Yes | Yes | Yes | Yes | Yes | Yes | 1008763
<font color=red>New</font> | Bathroom Exhaust Fans |  | Greenheck Fan Corporation | Greenheck | SP-LP0511L-1 |  | 0 |  | 4" | Horizontal | 50 CFM | 0.4 | 50 |  |  |  | Yes | Yes | Yes | Yes | Yes | Yes | 1008763
<font color=red>New</font> | Bathroom Exhaust Fans |  | Greenheck Fan Corporation | Greenheck | SP-LP0511L-1 |  | 0 |  | 4" | Horizontal | 50 CFM | 0.25 | 50 | 0.8 | 7.5 |  | Yes | Yes | Yes | Yes | Yes | Yes | 1008763
<font color=red>New</font> | Bathroom Exhaust Fans |  | Greenheck Fan Corporation | Greenheck | SP-LP0511L-1 |  | 0 |  | 4" | Horizontal | 50 CFM | 0.1 | 50 | 0.4 | 4.5 |  | Yes | Yes | Yes | Yes | Yes | Yes | 1008763
<font color=red>New</font> | Bathroom Exhaust Fans |  | Greenheck Fan Corporation | Greenheck | SP-LP0511L-1 |  | 0 |  | 4" | Horizontal | 80 CFM | 0.5 | 73 |  |  |  | Yes | Yes | Yes | Yes | Yes | Yes | 1008763
<font color=red>New</font> | Bathroom Exhaust Fans |  | Greenheck Fan Corporation | Greenheck | SP-LP0511L-1 |  | 0 |  | 4" | Horizontal | 80 CFM | 0.4 | 80 |  |  |  | Yes | Yes | Yes | Yes | Yes | Yes | 1008763
<font color=red>New</font> | Bathroom Exhaust Fans |  | Greenheck Fan Corporation | Greenheck | SP-LP0511L-1 |  | 0 |  | 4" | Horizontal | 80 CFM | 0.25 | 80 | 1.4 | 11.5 |  | Yes | Yes | Yes | Yes | Yes | Yes | 1008763
<font color=red>New</font> | Bathroom Exhaust Fans |  | Greenheck Fan Corporation | Greenheck | SP-LP0511L-1 |  | 0 |  | 4" | Horizontal | 80 CFM | 0.1 | 80 | 0.9 | 7.7 |  | Yes | Yes | Yes | Yes | Yes | Yes | 1008763
<font color=red>New</font> | Bathroom Exhaust Fans |  | Greenheck Fan Corporation | Greenheck | SP-LP0511L-1 |  | 0 |  | 4" | Horizontal | 110 CFM | 0.5 | 78 |  |  |  | Yes | Yes | Yes | Yes | Yes | Yes | 1008763
<font color=red>New</font> | Bathroom Exhaust Fans |  | Greenheck Fan Corporation | Greenheck | SP-LP0511L-1 |  | 0 |  | 4" | Horizontal | 110 CFM | 0.4 | 105 |  |  |  | Yes | Yes | Yes | Yes | Yes | Yes | 1008763
<font color=red>New</font> | Bathroom Exhaust Fans |  | Greenheck Fan Corporation | Greenheck | SP-LP0511L-1 |  | 0 |  | 4" | Horizontal | 110 CFM | 0.25 | 110 | 2.5 | 20.1 |  | Yes | Yes | Yes | Yes | Yes | Yes | 1008763
<font color=red>New</font> | Bathroom Exhaust Fans |  | Greenheck Fan Corporation | Greenheck | SP-LP0511L-1 |  | 0 |  | 4" | Horizontal | 110 CFM | 0.1 | 110 | 2 | 14.5 |  | Yes | Yes | Yes | Yes | Yes | Yes | 1008763
| Bathroom Exhaust Fans |  | Greenheck Fan Corporation | Venco | SP-LP0810W |  | 0 |  | 4" | Horizontal | 50 CFM | 0.1 | 50 | <0.3 | 4.5 |  | Yes | Yes | Yes | Yes | Yes | Yes | 1008083
| Bathroom Exhaust Fans |  | Greenheck Fan Corporation | Venco | SP-LP0810W |  | 0 |  | 4" | Horizontal | 80 CFM | 0.1 | 80 | 0.5 | 7.3 |  | Yes | Yes | Yes | Yes | Yes | Yes | 1008083
| Bathroom Exhaust Fans |  | Greenheck Fan Corporation | Venco | SP-LP0810W |  | 0 |  | 4" | Horizontal | 100 CFM | 0.25 | 100 | 1.5 | 14.6 |  | Yes | Yes | Yes | Yes | Yes | Yes | 1008083
| Bathroom Exhaust Fans |  | Greenheck Fan Corporation | Venco | SP-LP0810W |  | 0 |  | 4" | Horizontal | 100 CFM | 0.5 | 100 | 3 | 23.9 |  | Yes | Yes | Yes | Yes | Yes | Yes | 1008083
| Bathroom Exhaust Fans |  | Greenheck Fan Corporation | Venco | SP-LP0810W |  | 0 |  | 4" | Horizontal | 100 CFM | 0.4 | 100 | 2 | 19.7 |  | Yes | Yes | Yes | Yes | Yes | Yes | 1008083
| Bathroom Exhaust Fans |  | Greenheck Fan Corporation | Venco | SP-LP0810W |  | 0 |  | 4" | Horizontal | 100 CFM | 0.1 | 100 | 0.9 | 10.4 |  | Yes | Yes | Yes | Yes | Yes | Yes | 1008083
| Bathroom Exhaust Fans |  | Greenheck Fan Corporation | Venco | SP-LP0810W |  | 0 |  | 4" | Horizontal | 100 CFM | 0.625 | 98 | 3 | 25.7 |  | Yes | Yes | Yes | Yes | Yes | Yes | 1008083
| Bathroom Exhaust Fans |  | Greenheck Fan Corporation | Venco | SP-LP0810W |  | 0 |  | 4" | Horizontal | 80 CFM | 0.5 | 80 | 2.5 | 18.2 |  | Yes | Yes | Yes | Yes | Yes | Yes | 1008083
| Bathroom Exhaust Fans |  | Greenheck Fan Corporation | Venco | SP-LP0810W |  | 0 |  | 4" | Horizontal | 80 CFM | 0.4 | 80 | 1.5 | 15.2 |  | Yes | Yes | Yes | Yes | Yes | Yes | 1008083
| Bathroom Exhaust Fans |  | Greenheck Fan Corporation | Venco | SP-LP0810W |  | 0 |  | 4" | Horizontal | 80 CFM | 0.25 | 80 | 1 | 10.8 |  | Yes | Yes | Yes | Yes | Yes | Yes | 1008083
| Bathroom Exhaust Fans |  | Greenheck Fan Corporation | Venco | SP-LP0810W |  | 0 |  | 4" | Horizontal | 50 CFM | 0.5 | 50 | 2 | 13.2 |  | Yes | Yes | Yes | Yes | Yes | Yes | 1008083
| Bathroom Exhaust Fans |  | Greenheck Fan Corporation | Venco | SP-LP0810W |  | 0 |  | 4" | Horizontal | 50 CFM | 0.4 | 50 | 1.4 | 10.7 |  | Yes | Yes | Yes | Yes | Yes | Yes | 1008083
| Bathroom Exhaust Fans |  | Greenheck Fan Corporation | Venco | SP-LP0810W |  | 0 |  | 4" | Horizontal | 50 CFM | 0.25 | 50 | 0.6 | 7.4 |  | Yes | Yes | Yes | Yes | Yes | Yes | 1008083
| Bathroom Exhaust Fans |  | Greenheck Fan Corporation | Greenheck | SP-LP0810W |  | 0 |  | 4" | Horizontal Exhaust | 50 CFM | 0.1 | 50 | <0.3 | 4.5 |  | Yes | Yes | Yes | Yes | Yes | Yes | 1007716
| Bathroom Exhaust Fans |  | Greenheck Fan Corporation | Greenheck | SP-LP0810W |  | 0 |  | 4" | Horizontal Exhaust | 50 CFM | 0.25 | 50 | 0.6 | 7.4 |  | Yes | Yes | Yes | Yes | Yes | Yes | 1007716
| Bathroom Exhaust Fans |  | Greenheck Fan Corporation | Greenheck | SP-LP0810W |  | 0 |  | 4" | Horizontal Exhaust | 50 CFM | 0.4 | 50 | 1.4 | 10.7 |  | Yes | Yes | Yes | Yes | Yes | Yes | 1007716
| Bathroom Exhaust Fans |  | Greenheck Fan Corporation | Greenheck | SP-LP0810W |  | 0 |  | 4" | Horizontal Exhaust | 50 CFM | 0.5 | 50 | 2 | 13.2 |  | Yes | Yes | Yes | Yes | Yes | Yes | 1007716
| Bathroom Exhaust Fans |  | Greenheck Fan Corporation | Greenheck | SP-LP0810W |  | 0 |  | 4" | Horizontal Exhaust | 80 CFM | 0.1 | 80 | 0.5 | 7.3 |  | Yes | Yes | Yes | Yes | Yes | Yes | 1007716
| Bathroom Exhaust Fans |  | Greenheck Fan Corporation | Greenheck | SP-LP0810W |  | 0 |  | 4" | Horizontal Exhaust | 80 CFM | 0.25 | 80 | 1 | 10.8 |  | Yes | Yes | Yes | Yes | Yes | Yes | 1007716
| Bathroom Exhaust Fans |  | Greenheck Fan Corporation | Greenheck | SP-LP0810W |  | 0 |  | 4" | Horizontal Exhaust | 80 CFM | 0.4 | 80 | 1.5 | 15.2 |  | Yes | Yes | Yes | Yes | Yes | Yes | 1007716
| Bathroom Exhaust Fans |  | Greenheck Fan Corporation | Greenheck | SP-LP0810W |  | 0 |  | 4" | Horizontal Exhaust | 80 CFM | 0.5 | 80 | 2.5 | 18.2 |  | Yes | Yes | Yes | Yes | Yes | Yes | 1007716
| Bathroom Exhaust Fans |  | Greenheck Fan Corporation | Greenheck | SP-LP0810W |  | 0 |  | 4" | Horizontal Exhaust | 100 CFM | 0.625 | 98 | 3 | 25.7 |  | Yes | Yes | Yes | Yes | Yes | Yes | 1007716
| Bathroom Exhaust Fans |  | Greenheck Fan Corporation | Greenheck | SP-LP0810W |  | 0 |  | 4" | Horizontal Exhaust | 100 CFM | 0.1 | 100 | 0.9 | 10.4 |  | Yes | Yes | Yes | Yes | Yes | Yes | 1007716
| Bathroom Exhaust Fans |  | Greenheck Fan Corporation | Greenheck | SP-LP0810W |  | 0 |  | 4" | Horizontal Exhaust | 100 CFM | 0.25 | 100 | 1.5 | 14.6 |  | Yes | Yes | Yes | Yes | Yes | Yes | 1007716
| Bathroom Exhaust Fans |  | Greenheck Fan Corporation | Greenheck | SP-LP0810W |  | 0 |  | 4" | Horizontal Exhaust | 100 CFM | 0.4 | 100 | 2 | 19.7 |  | Yes | Yes | Yes | Yes | Yes | Yes | 1007716
| Bathroom Exhaust Fans |  | Greenheck Fan Corporation | Greenheck | SP-LP0810W |  | 0 |  | 4" | Horizontal Exhaust | 100 CFM | 0.5 | 100 | 3 | 23.9 |  | Yes | Yes | Yes | Yes | Yes | Yes | 1007716
| Bathroom Exhaust Fans |  | Greenheck Fan Corporation | Greenheck | SP-LP0810WL |  | 0 |  | 4" | Horizontal Exhaust | 50 CFM | 0.5 | 50 | 1.5 | 13.5 |  | Yes | Yes | Yes | Yes | Yes | Yes | 1007717
| Bathroom Exhaust Fans |  | Greenheck Fan Corporation | Greenheck | SP-LP0810WL |  | 0 |  | 4" | Horizontal Exhaust | 50 CFM | 0.1 | 50 | <0.3 | 4.7 |  | Yes | Yes | Yes | Yes | Yes | Yes | 1007717
| Bathroom Exhaust Fans |  | Greenheck Fan Corporation | Greenheck | SP-LP0810WL |  | 0 |  | 4" | Horizontal Exhaust | 50 CFM | 0.25 | 50 | 0.5 | 7.7 |  | Yes | Yes | Yes | Yes | Yes | Yes | 1007717
| Bathroom Exhaust Fans |  | Greenheck Fan Corporation | Greenheck | SP-LP0810WL |  | 0 |  | 4" | Horizontal Exhaust | 50 CFM | 0.4 | 50 | 1.3 | 11.4 |  | Yes | Yes | Yes | Yes | Yes | Yes | 1007717
| Bathroom Exhaust Fans |  | Greenheck Fan Corporation | Greenheck | SP-LP0810WL |  | 0 |  | 4" | Horizontal Exhaust | 80 CFM | 0.1 | 80 | 0.6 | 7.5 |  | Yes | Yes | Yes | Yes | Yes | Yes | 1007717
| Bathroom Exhaust Fans |  | Greenheck Fan Corporation | Greenheck | SP-LP0810WL |  | 0 |  | 4" | Horizontal Exhaust | 80 CFM | 0.25 | 80 | 1 | 11.6 |  | Yes | Yes | Yes | Yes | Yes | Yes | 1007717
| Bathroom Exhaust Fans |  | Greenheck Fan Corporation | Greenheck | SP-LP0810WL |  | 0 |  | 4" | Horizontal Exhaust | 80 CFM | 0.4 | 80 | 1.5 | 16.3 |  | Yes | Yes | Yes | Yes | Yes | Yes | 1007717
| Bathroom Exhaust Fans |  | Greenheck Fan Corporation | Greenheck | SP-LP0810WL |  | 0 |  | 4" | Horizontal Exhaust | 80 CFM | 0.5 | 80 | 2 | 19.1 |  | Yes | Yes | Yes | Yes | Yes | Yes | 1007717
| Bathroom Exhaust Fans |  | Greenheck Fan Corporation | Greenheck | SP-LP0810WL |  | 0 |  | 4" | Horizontal Exhaust | 100 CFM | 0.1 | 100 | 1 | 11 |  | Yes | Yes | Yes | Yes | Yes | Yes | 1007717
| Bathroom Exhaust Fans |  | Greenheck Fan Corporation | Greenheck | SP-LP0810WL |  | 0 |  | 4" | Horizontal Exhaust | 100 CFM | 0.25 | 100 | 1.5 | 15.7 |  | Yes | Yes | Yes | Yes | Yes | Yes | 1007717
| Bathroom Exhaust Fans |  | Greenheck Fan Corporation | Greenheck | SP-LP0810WL |  | 0 |  | 4" | Horizontal Exhaust | 100 CFM | 0.4 | 100 | 2 | 20.9 |  | Yes | Yes | Yes | Yes | Yes | Yes | 1007717
| Bathroom Exhaust Fans |  | Greenheck Fan Corporation | Greenheck | SP-LP0810WL |  | 0 |  | 4" | Horizontal Exhaust | 100 CFM | 0.5 | 100 | 2.5 | 25.2 |  | Yes | Yes | Yes | Yes | Yes | Yes | 1007717
| Bathroom Exhaust Fans |  | Greenheck Fan Corporation | Greenheck | SP-LP0810WL |  | 0 |  | 4" | Horizontal Exhaust | 100 CFM | 0.625 | 95 | 3 | 25.5 |  | Yes | Yes | Yes | Yes | Yes | Yes | 1007717
| Bathroom Exhaust Fans |  | Greenheck Fan Corporation | Venco | SP-LP0810WL |  | 0 |  | 4" | Horizontal | 50 CFM | 0.5 | 50 | 1.5 | 13.5 |  | Yes | Yes | Yes | Yes | Yes | Yes | 1008080
| Bathroom Exhaust Fans |  | Greenheck Fan Corporation | Venco | SP-LP0810WL |  | 0 |  | 4" | Horizontal | 50 CFM | 0.25 | 50 | 0.5 | 7.7 |  | Yes | Yes | Yes | Yes | Yes | Yes | 1008080
| Bathroom Exhaust Fans |  | Greenheck Fan Corporation | Venco | SP-LP0810WL |  | 0 |  | 4" | Horizontal | 50 CFM | 0.4 | 50 | 1.3 | 11.4 |  | Yes | Yes | Yes | Yes | Yes | Yes | 1008080
| Bathroom Exhaust Fans |  | Greenheck Fan Corporation | Venco | SP-LP0810WL |  | 0 |  | 4" | Horizontal | 80 CFM | 0.25 | 80 | 1 | 11.6 |  | Yes | Yes | Yes | Yes | Yes | Yes | 1008080
| Bathroom Exhaust Fans |  | Greenheck Fan Corporation | Venco | SP-LP0810WL |  | 0 |  | 4" | Horizontal | 80 CFM | 0.4 | 80 | 1.5 | 16.3 |  | Yes | Yes | Yes | Yes | Yes | Yes | 1008080
| Bathroom Exhaust Fans |  | Greenheck Fan Corporation | Venco | SP-LP0810WL |  | 0 |  | 4" | Horizontal | 80 CFM | 0.5 | 80 | 2 | 19.1 |  | Yes | Yes | Yes | Yes | Yes | Yes | 1008080
| Bathroom Exhaust Fans |  | Greenheck Fan Corporation | Venco | SP-LP0810WL |  | 0 |  | 4" | Horizontal | 100 CFM | 0.25 | 100 | 1.5 | 15.7 |  | Yes | Yes | Yes | Yes | Yes | Yes | 1008080
| Bathroom Exhaust Fans |  | Greenheck Fan Corporation | Venco | SP-LP0810WL |  | 0 |  | 4" | Horizontal | 100 CFM | 0.4 | 100 | 2 | 20.9 |  | Yes | Yes | Yes | Yes | Yes | Yes | 1008080
| Bathroom Exhaust Fans |  | Greenheck Fan Corporation | Venco | SP-LP0810WL |  | 0 |  | 4" | Horizontal | 100 CFM | 0.5 | 100 | 2.5 | 25.2 |  | Yes | Yes | Yes | Yes | Yes | Yes | 1008080
| Bathroom Exhaust Fans |  | Greenheck Fan Corporation | Venco | SP-LP0810WL |  | 0 |  | 4" | Horizontal | 100 CFM | 0.625 | 95 | 3 | 25.5 |  | Yes | Yes | Yes | Yes | Yes | Yes | 1008080
| Bathroom Exhaust Fans |  | Greenheck Fan Corporation | Venco | SP-LP0810WL |  | 0 |  | 4" | Horizontal | 50 CFM | 0.1 | 50 | <0.3 | 4.7 |  | Yes | Yes | Yes | Yes | Yes | Yes | 1008080
| Bathroom Exhaust Fans |  | Greenheck Fan Corporation | Venco | SP-LP0810WL |  | 0 |  | 4" | Horizontal | 80 CFM | 0.1 | 80 | 0.6 | 7.5 |  | Yes | Yes | Yes | Yes | Yes | Yes | 1008080
| Bathroom Exhaust Fans |  | Greenheck Fan Corporation | Venco | SP-LP0810WL |  | 0 |  | 4" | Horizontal | 100 CFM | 0.1 | 100 | 1 | 11 |  | Yes | Yes | Yes | Yes | Yes | Yes | 1008080
| Bathroom Exhaust Fans |  | Broan-NuTone LLC | Broan | SPK110RGBL |  | 0 |  | 4" | Horizontal | HS | 0.1 | 110 | 1.5 | 28 | 3.9 | NO | Yes | Yes | Yes | Yes | Yes | 1006571
| Bathroom Exhaust Fans |  | Broan-NuTone LLC | Broan | SPK110RGBL |  | 0 |  | 4" | Horizontal | HS | 0.25 | 95 | 2.5 | 25.9 |  | NO | Yes | Yes | Yes | Yes | Yes | 1006571
| Bathroom Exhaust Fans |  | Broan-NuTone LLC | NuTone | SPKN110RGBL |  | 0 |  | 4" | Horizontal | HS | 0.1 | 110 | 1.5 | 28 | 3.9 | NO | Yes | Yes | Yes | Yes | Yes | 1006572
| Bathroom Exhaust Fans |  | Broan-NuTone LLC | NuTone | SPKN110RGBL |  | 0 |  | 4" | Horizontal | HS | 0.25 | 95 | 2.5 | 25.9 |  | NO | Yes | Yes | Yes | Yes | Yes | 1006572
| Bathroom Exhaust Fans |  | Broan-NuTone LLC | NuTone | SPKN80RGBL |  | 0 |  | 4" | Horizontal Exhaust | HS | 0.1 | 80 | 0.8 | 26.9 | 2.9 | NO | Yes | Yes | Yes | Yes | Yes | 1008564
| Bathroom Exhaust Fans |  | Broan-NuTone LLC | NuTone | SPKN80RGBL |  | 0 |  | 4" | Horizontal Exhaust | HS | 0.25 | 67 | 1.3 | 26 |  | NO | Yes | Yes | Yes | Yes | Yes | 1008564
| Remote Exterior Mounted Ventilators (REMV) |  | S&P USA Ventilation Systems LLC | S&P | SWF-100 |  | 0 |  | 4" | Direct | HS | 0.1 | 100 |  | 57.4 |  | NO | No | No | No | No | No | 6000119
| Remote Exterior Mounted Ventilators (REMV) |  | S&P USA Ventilation Systems LLC | S&P | SWF-100 |  | 0 |  | 4" | Direct | HS | 0.2 | 88 |  |  |  | NO | No | No | No | No | No | 6000119
| Remote Exterior Mounted Ventilators (REMV) |  | S&P USA Ventilation Systems LLC | S&P | SWF-100X |  | 0 |  | 4" | Direct | HS | 0.1 | 130 |  | 71.5 |  | NO | No | No | No | No | No | 6000123
| Remote Exterior Mounted Ventilators (REMV) |  | S&P USA Ventilation Systems LLC | S&P | SWF-100X |  | 0 |  | 4" | Direct | HS | 0.2 | 121 |  |  |  | NO | No | No | No | No | No | 6000123
| Remote Exterior Mounted Ventilators (REMV) |  | S&P USA Ventilation Systems LLC | S&P | SWF-150 |  | 0 |  | 6" | Direct | HS | 0.2 | 201 |  |  |  | NO | No | No | No | No | No | 6000120
| Remote Exterior Mounted Ventilators (REMV) |  | S&P USA Ventilation Systems LLC | S&P | SWF-150 |  | 0 |  | 6" | Direct | HS | 0.1 | 220 |  | 78.5 |  | NO | No | No | No | No | No | 6000120
| Remote Exterior Mounted Ventilators (REMV) |  | S&P USA Ventilation Systems LLC | S&P | SWF-150X |  | 0 |  | 6" | Direct | HS | 0.2 | 276 |  |  |  | NO | No | No | No | No | No | 6000121
| Remote Exterior Mounted Ventilators (REMV) |  | S&P USA Ventilation Systems LLC | S&P | SWF-150X |  | 0 |  | 6" | Direct | HS | 0.1 | 290 |  | 111 |  | NO | No | No | No | No | No | 6000121
| Remote Exterior Mounted Ventilators (REMV) |  | S&P USA Ventilation Systems LLC | S&P | SWF-200 |  | 0 |  | 8" | Direct | HS | 0.1 | 400 |  | 130 |  | NO | No | No | No | No | No | 6000122
| Remote Exterior Mounted Ventilators (REMV) |  | S&P USA Ventilation Systems LLC | S&P | SWF-200 |  | 0 |  | 8" | Direct | HS | 0.2 | 379 |  |  |  | NO | No | No | No | No | No | 6000122
| Kitchen Range Hoods | Microwave | Electrolux | Electrolux | TC151KII | 30 | 0 |  | 3 1/4" X 10" | Horizontal | WS | 0.022 | 130 | 2 |  |  | NO | N/A | N/A | N/A | N/A | N/A | 4505974
| Kitchen Range Hoods | Microwave | Electrolux | Electrolux | TC151KII | 30 | 0 |  | 3 1/4" X 10" | Vertical | WS | 0.017 | 130 | 2 |  |  | NO | N/A | N/A | N/A | N/A | N/A | 4505974
| Kitchen Range Hoods | Microwave | Electrolux | Electrolux | TC151KII | 30 | 0 |  | 3 1/4" X 10" | Horizontal | HS | 0.1 | 300 | 7 |  |  | NO | N/A | N/A | N/A | N/A | N/A | 4505974
| Kitchen Range Hoods | Microwave | Electrolux | Electrolux | TC151KII | 30 | 0 |  | 3 1/4" X 10" | Vertical | HS | 0.1 | 310 | 7.5 |  |  | NO | N/A | N/A | N/A | N/A | N/A | 4505974
| Inline Fans | Single-port | S&P USA Ventilation Systems LLC | S&P | TD-100 |  | 0 |  | 4" | Horizontal | HS | 0.2 | 70 |  | 23.5 |  | NO | Yes | Yes | Yes | No | No | 3004731
| Inline Fans | Single-port | S&P USA Ventilation Systems LLC | S&P | TD-100X1 |  | 0 |  | 4" | Horizontal | HS | 0.2 | 100 |  | 26.4 |  | Yes | Yes | Yes | Yes | Yes | Yes | 3004642
| Inline Fans | Single-port | S&P USA Ventilation Systems LLC | S&P | TD-125 |  | 0 |  | 5" | Horizontal | HS | 0.2 | 160 |  | 37.8 |  | Yes | Yes | Yes | Yes | Yes | Yes | 3004816
| Inline Fans | Single-port | S&P USA Ventilation Systems LLC | S&P | TD-125XS |  | 0 |  | 5" | Horizontal | HS | 0.2 | 150 |  | 35.4 |  | Yes | Yes | Yes | Yes | Yes | Yes | 3004577
| Inline Fans | Single-port | S&P USA Ventilation Systems LLC | S&P | TD-150 |  | 0 |  | 6" | Horizontal | HS | 0.2 | 260 |  | 62.1 |  | Yes | Yes | Yes | Yes | Yes | Yes | 3005037
| Inline Fans | Single-port | S&P USA Ventilation Systems LLC | S&P | TD-150S |  | 0 |  | 6" | Horizontal | HS | 0.2 | 270 |  | 60.9 |  | Yes | Yes | Yes | Yes | Yes | Yes | 3005038
| Inline Fans | Single-port | S&P USA Ventilation Systems LLC | S&P | TD-200 |  | 0 |  | 8" | Horizontal | HS | 0.2 | 430 |  | 112.3 |  | Yes | Yes | Yes | Yes | Yes | Yes | 3003650
| Inline Fans | Single-port | S&P USA Ventilation Systems LLC | S&P | TD-200S |  | 0 |  | 8" | Horizontal | HS | 0.2 | 460 |  | 115 |  | Yes | Yes | Yes | Yes | Yes | Yes | 3005039
| Inline Fans | Single-port | S&P USA Ventilation Systems LLC | S&P | TD-250 |  | 0 |  | 10" | Horizontal | HS | 0.2 | 760 |  | 210 |  | NO | Yes | Yes | Yes | No | No | 3005036
| Inline Fans | Single-port | S&P USA Ventilation Systems LLC | S&P | TD-250 |  | 0 |  | 10" | Horizontal | LS | 0.2 | 520 |  | 147 |  | NO | Yes | Yes | Yes | No | No | 3005036
| Inline Fans | Single-port | S&P USA Ventilation Systems LLC | S&P | TD-315 |  | 0 |  | 12" | Horizontal | HS | 0.2 | 940 |  | 303 |  | NO | Yes | Yes | Yes | No | No | 3004817
| Inline Fans | Single-port | S&P USA Ventilation Systems LLC | S&P | TD-315 |  | 0 |  | 12" | Horizontal | LS | 0.2 | 660 |  | 194 |  | NO | Yes | Yes | Yes | No | No | 3004817
| Bathroom Exhaust Fans |  | Zhang Haoxiang | Tech Drive | TD-BF-02 |  | 0 |  | 4" | Horizontal | HS | 0.25 | 71 |  | 22.3 |  | Yes | Yes | Yes | Yes | Yes | Yes | 1006779
| Bathroom Exhaust Fans |  | Zhang Haoxiang | Tech Drive | TD-BF-02 |  | 0 |  | 4" | Horizontal | HS | 0.1 | 90 | 0.8 | 23.2 |  | Yes | Yes | Yes | Yes | Yes | Yes | 1006779
| Bathroom Exhaust Fans |  | Zhang Haoxiang | Tech Drive | TD-BF-03 |  | 0 |  | 3" | Horizontal | HS | 0.25 | 53 |  | 23.8 |  | NO | No | No | Yes | No | Yes | 1006905
| Bathroom Exhaust Fans |  | Zhang Haoxiang | Tech Drive | TD-BF-03 |  | 0 |  | 3" | Horizontal | HS | 0.1 | 70 | 2 | 24.4 |  | NO | No | No | Yes | No | Yes | 1006905
| Bathroom Exhaust Fans |  | Zhang Haoxiang | Tech Drive | TD-BF-03-1 |  | 0 |  | 3" | Horizontal | HS | 0.1 | 70 | 2 | 23 |  | Yes | Yes | Yes | Yes | Yes | Yes | 1008516
| Bathroom Exhaust Fans |  | Zhang Haoxiang | Tech Drive | TD-BF-03-1 |  | 0 |  | 3" | Horizontal | HS | 0.25 | 54 |  | 18.7 |  | Yes | Yes | Yes | Yes | Yes | Yes | 1008516
| Bathroom Exhaust Fans |  | Zhang Haoxiang | Tech Drive | TD-BF-04 |  | 0 |  | 4" | Horizontal | HS | 0.25 | 56 |  | 18.6 |  | Yes | Yes | Yes | Yes | Yes | Yes | 1007846
| Bathroom Exhaust Fans |  | Zhang Haoxiang | Tech Drive | TD-BF-04 |  | 0 |  | 4" | Horizontal | HS | 0.1 | 80 | 1.5 | 22 |  | Yes | Yes | Yes | Yes | Yes | Yes | 1007846
| Bathroom Exhaust Fans |  | Zhang Haoxiang | Tech Drive | TD-BF-04-H |  | 0 |  | 4" | Horizontal | HS | 0.25 | 56 |  | 18.5 |  | Yes | Yes | Yes | Yes | Yes | Yes | 1007848
| Bathroom Exhaust Fans |  | Zhang Haoxiang | Tech Drive | TD-BF-04-H |  | 0 |  | 4" | Horizontal | HS | 0.1 | 80 | 1.5 | 22 |  | Yes | Yes | Yes | Yes | Yes | Yes | 1007848
| Bathroom Exhaust Fans |  | Zhang Haoxiang | Tech Drive | TD-BF-05-L |  | 0 |  | 3" | Horizontal | HS | 0.25 | 53 |  | 23.8 |  | NO | No | No | Yes | No | Yes | 1006906
| Bathroom Exhaust Fans |  | Zhang Haoxiang | Tech Drive | TD-BF-05-L |  | 0 |  | 3" | Horizontal | HS | 0.1 | 70 | 2 | 24.4 |  | NO | No | No | Yes | No | Yes | 1006906
| Bathroom Exhaust Fans |  | Zhang Haoxiang | Tech Drive | TD-BF-06 |  | 0 |  | 4" | Horizontal | HS | 0.25 | 55 |  | 16.2 |  | Yes | Yes | Yes | Yes | Yes | Yes | 1006778
| Bathroom Exhaust Fans |  | Zhang Haoxiang | Tech Drive | TD-BF-06 |  | 0 |  | 4" | Horizontal | HS | 0.1 | 70 | 0.3 | 16.7 |  | Yes | Yes | Yes | Yes | Yes | Yes | 1006778
| Bathroom Exhaust Fans |  | Zhang Haoxiang | Tech Drive | TD-BF-07 |  | 0 |  | 6" | Horizontal | HS | 0.1 | 110 | 0.8 | 33.2 |  | Yes | Yes | Yes | Yes | Yes | Yes | 1007577
| Bathroom Exhaust Fans |  | Zhang Haoxiang | Tech Drive | TD-BF-07 |  | 0 |  | 6" | Horizontal | HS | 0.25 | 87 |  | 31.7 |  | Yes | Yes | Yes | Yes | Yes | Yes | 1007577
| Bathroom Exhaust Fans |  | Zhang Haoxiang | Tech Drive | TD-BF-08-L |  | 0 |  | 4" | Horizontal | HS | 0.1 | 80 | 2 | 21 |  | NO | No | No | Yes | No | Yes | 1008487
| Bathroom Exhaust Fans |  | Zhang Haoxiang | Tech Drive | TD-BF-09-L |  | 0 |  | 4" | Horizontal | HS | 0.1 | 80 | 2 | 21 |  | NO | No | No | Yes | No | Yes | 1008486
| Bathroom Exhaust Fans |  | Zhang Haoxiang | Tech Drive | TD-BF-10 |  | 0 |  | 4" | Horizontal | HS | 0.1 | 110 | 1.5 | 28 |  | Yes | Yes | Yes | Yes | Yes | Yes | 1008584
| Bathroom Exhaust Fans |  | Zhang Haoxiang | Tech Drive | TD-BF-10 |  | 0 |  | 4" | Horizontal | HS | 0.25 | 94 |  | 23 |  | Yes | Yes | Yes | Yes | Yes | Yes | 1008584
| Bathroom Exhaust Fans |  | Zhang Haoxiang | Tech Drive | TD-BF-10-H |  | 0 |  | 4" | Horizontal | HS | 0.1 | 110 | 1.5 | 28 |  | Yes | Yes | Yes | Yes | Yes | Yes | 1008585
| Bathroom Exhaust Fans |  | Zhang Haoxiang | Tech Drive | TD-BF-10-H |  | 0 |  | 4" | Horizontal | HS | 0.25 | 94 |  | 23 |  | Yes | Yes | Yes | Yes | Yes | Yes | 1008585
| Bathroom Exhaust Fans |  | Zhang Haoxiang | Tech Drive | TD-BF-11 |  | 0 |  | 4" | Horizontal Exhaust | HS | 0.25 | 70 |  | 23.8 |  | Yes | Yes | Yes | Yes | Yes | Yes | 1007916
| Bathroom Exhaust Fans |  | Zhang Haoxiang | Tech Drive | TD-BF-11 |  | 0 |  | 4" | Horizontal Exhaust | HS | 0.1 | 90 | 1.5 | 24.7 |  | Yes | Yes | Yes | Yes | Yes | Yes | 1007916
| Bathroom Exhaust Fans |  | Zhang Haoxiang | Tech Drive | TD-BF-12-L |  | 0 |  | 4" | Horizontal | HS | 0.1 | 90 | 1.5 | 24.3 |  | NO | No | No | Yes | No | Yes | 1006822
| Bathroom Exhaust Fans |  | Zhang Haoxiang | Tech Drive | TD-BF-13 |  | 0 |  | 3" | Horizontal | HS | 0.25 | 40 |  | 8.3 |  | Yes | Yes | Yes | Yes | Yes | Yes | 1008489
| Bathroom Exhaust Fans |  | Zhang Haoxiang | Tech Drive | TD-BF-13 |  | 0 |  | 3" | Horizontal | HS | 0.1 | 50 | 1 | 9 |  | Yes | Yes | Yes | Yes | Yes | Yes | 1008489
| Bathroom Exhaust Fans |  | Zhang Haoxiang | Tech Drive | TD-BF-14-L |  | 0 |  | 4" | Horizontal | HS | 0.1 | 50 | 1 | 17 |  | NO | No | No | Yes | No | Yes | 1008488
| Bathroom Exhaust Fans |  | Zhang Haoxiang | Tech Drive | TD-BF-15-L |  | 0 |  | 4" | Horizontal | HS | 0.25 | 90 |  | 25.3 |  | Yes | Yes | Yes | Yes | Yes | Yes | 1008587
| Bathroom Exhaust Fans |  | Zhang Haoxiang | Tech Drive | TD-BF-15-L |  | 0 |  | 4" | Horizontal | HS | 0.1 | 110 | 2 | 28 |  | Yes | Yes | Yes | Yes | Yes | Yes | 1008587
| Bathroom Exhaust Fans |  | Zhang Haoxiang | Tech Drive | TD-BF-16 |  | 0 |  | 4" | Horizontal | LS | 0.1 | 50 | <0.3 | 4.4 |  | NO | No | No | Yes | No | Yes | 1008238
| Bathroom Exhaust Fans |  | Zhang Haoxiang | Tech Drive | TD-BF-16 |  | 0 |  | 4" | Horizontal | MS | 0.1 | 80 | 0.7 | 8.3 |  | NO | No | No | Yes | No | Yes | 1008238
| Bathroom Exhaust Fans |  | Zhang Haoxiang | Tech Drive | TD-BF-16 |  | 0 |  | 4" | Horizontal | HS | 0.1 | 100 | 1.5 | 12.2 |  | NO | No | No | Yes | No | Yes | 1008238
| Bathroom Exhaust Fans |  | Zhang Haoxiang | Tech Drive | TD-BF-17 |  | 0 |  | 3" | Horizontal | HS | 0.1 | 50 | 1.2 | 19 |  | Yes | Yes | Yes | Yes | Yes | Yes | 1008515
| Bathroom Exhaust Fans |  | Zhang Haoxiang | Tech Drive | TD-BF-17 |  | 0 |  | 3" | Horizontal | HS | 0.25 | 40 |  | 15.1 |  | Yes | Yes | Yes | Yes | Yes | Yes | 1008515
| Kitchen Range Hoods | Undercabinet | Broan-NuTone LLC | Broan | TEN230SS | 30 | 0 |  | 7" | Vertical | HS | 0.1 | 260 | 5.5 | 61.7 | 4.2 | NO | N/A | N/A | N/A | N/A | N/A | 4507974
| Kitchen Range Hoods | Undercabinet | Broan-NuTone LLC | Broan | TEN230SS | 30 | 0 |  | 7" | Vertical | WS | 0.033 | 140 | 2 | 28.7 | 4.8 | NO | N/A | N/A | N/A | N/A | N/A | 4507974
| Kitchen Range Hoods | Undercabinet | Broan-NuTone LLC | Broan | TEN230SS | 30 | 0 |  | 3 1/4" X 10" | Vertical | HS | 0.1 | 240 | 6 | 62.3 | 3.8 | NO | N/A | N/A | N/A | N/A | N/A | 4507974
| Kitchen Range Hoods | Undercabinet | Broan-NuTone LLC | Broan | TEN230SS | 30 | 0 |  | 3 1/4" X 10" | Vertical | WS | 0.031 | 130 | 1.5 | 28.6 | 4.5 | NO | N/A | N/A | N/A | N/A | N/A | 4507974
| Kitchen Range Hoods | Undercabinet | Broan-NuTone LLC | Broan | TEN230SS | 30 | 0 |  | 3 1/4" X 10" | Horizontal | HS | 0.1 | 240 | 6 | 62.9 | 3.8 | NO | N/A | N/A | N/A | N/A | N/A | 4507974
| Kitchen Range Hoods | Undercabinet | Broan-NuTone LLC | Broan | TEN230SS | 30 | 0 |  | 3 1/4" X 10" | Horizontal | WS | 0.027 | 110 | 1.5 | 28.7 | 3.8 | NO | N/A | N/A | N/A | N/A | N/A | 4507974
| Kitchen Range Hoods | Undercabinet | Broan-NuTone LLC | Broan | TEN230SS | 30 | 0 |  | 7" | Vertical | HS | 0.25 | 115 |  |  |  | NO | N/A | N/A | N/A | N/A | N/A | 4507974
| Kitchen Range Hoods | Undercabinet | Broan-NuTone LLC | Broan | TEN230SS | 30 | 0 |  | 3 1/4" X 10" | Vertical | HS | 0.25 | 150 |  |  |  | NO | N/A | N/A | N/A | N/A | N/A | 4507974
| Kitchen Range Hoods | Undercabinet | Broan-NuTone LLC | Broan | TEN230SS | 30 | 0 |  | 3 1/4" X 10" | Horizontal | HS | 0.25 | 160 |  |  |  | NO | N/A | N/A | N/A | N/A | N/A | 4507974
| Bathroom Exhaust Fans |  | Continental Fan Manufacturing Inc. | CFM | TF100-EC |  | 0 |  | 4" | Horizontal | HS | 0.1 | 100 | 1 | 10 | 10.0 | Yes | Yes | Yes | Yes | Yes | Yes | 1007612
| Bathroom Exhaust Fans |  | Continental Fan Manufacturing Inc. | CFM | TF100-EC |  | 0 |  | 4" | Horizontal | HS | 0.25 | 95 |  | 13 | 7.3 | Yes | Yes | Yes | Yes | Yes | Yes | 1007612
| Bathroom Exhaust Fans |  | Continental Fan Manufacturing Inc. | CFM | TF100-EC |  | 0 |  | 4" | Horizontal | MS | 0.1 | 80 | 0.5 | 7 | 11.4 | Yes | Yes | Yes | Yes | Yes | Yes | 1007612
| Bathroom Exhaust Fans |  | Continental Fan Manufacturing Inc. | CFM | TF100-EC |  | 0 |  | 4" | Horizontal | MS | 0.25 | 77 |  | 10 | 7.7 | Yes | Yes | Yes | Yes | Yes | Yes | 1007612
| Bathroom Exhaust Fans |  | Continental Fan Manufacturing Inc. | CFM | TF100-EC |  | 0 |  | 4" | Horizontal | LS | 0.1 | 50 | 0.3 | 4 | 12.5 | Yes | Yes | Yes | Yes | Yes | Yes | 1007612
| Bathroom Exhaust Fans |  | Continental Fan Manufacturing Inc. | CFM | TF100-EC |  | 0 |  | 4" | Horizontal | LS | 0.25 | 46 |  | 6 | 7.6 | Yes | Yes | Yes | Yes | Yes | Yes | 1007612
| Bathroom Exhaust Fans |  | Continental Fan Manufacturing Inc. | CFM | TF100N |  | 0 |  | 4" | Horizontal | HS | 0.1 | 100 | 1.5 | 24.6 | 4.0 | Yes | Yes | Yes | Yes | Yes | Yes | 1006792
| Bathroom Exhaust Fans |  | Continental Fan Manufacturing Inc. | CFM | TF100N |  | 0 |  | 4" | Horizontal | HS | 0.25 | 86 | 2 | 24.2 | 3.5 | Yes | Yes | Yes | Yes | Yes | Yes | 1006792
| Bathroom Exhaust Fans |  | Continental Fan Manufacturing Inc. | CFM | TF140-EC |  | 0 |  | 6" | Horizontal | HS | 0.1 | 140 | 0.4 | 13 | 10.7 | Yes | Yes | Yes | Yes | Yes | Yes | 1007613
| Bathroom Exhaust Fans |  | Continental Fan Manufacturing Inc. | CFM | TF140-EC |  | 0 |  | 6" | Horizontal | LS | 0.1 | 80 | 0.3 | 6 | 13.3 | Yes | Yes | Yes | Yes | Yes | Yes | 1007613
| Bathroom Exhaust Fans |  | Continental Fan Manufacturing Inc. | CFM | TF140-EC |  | 0 |  | 6" | Horizontal | MS | 0.1 | 110 | 0.3 | 9 | 12.2 | Yes | Yes | Yes | Yes | Yes | Yes | 1007613
| Bathroom Exhaust Fans |  | Continental Fan Manufacturing Inc. | CFM | TF140-EC |  | 0 |  | 6" | Horizontal | LS | 0.25 | 80 |  |  |  | Yes | Yes | Yes | Yes | Yes | Yes | 1007613
| Bathroom Exhaust Fans |  | Continental Fan Manufacturing Inc. | CFM | TF140-EC |  | 0 |  | 6" | Horizontal | MS | 0.25 | 109 |  |  |  | Yes | Yes | Yes | Yes | Yes | Yes | 1007613
| Bathroom Exhaust Fans |  | Continental Fan Manufacturing Inc. | CFM | TF140-EC |  | 0 |  | 6" | Horizontal | HS | 0.25 | 137 |  |  |  | Yes | Yes | Yes | Yes | Yes | Yes | 1007613
| Bathroom Exhaust Fans |  | Continental Fan Manufacturing Inc. | CFM | TF80N |  | 0 |  | 4" | Horizontal | HS | 0.25 | 66 | 0.9 | 17 | 3.8 | Yes | Yes | Yes | Yes | Yes | Yes | 1006791
| Bathroom Exhaust Fans |  | Continental Fan Manufacturing Inc. | CFM | TF80N |  | 0 |  | 4" | Horizontal | HS | 0.1 | 80 | 0.7 | 17.3 | 4.6 | Yes | Yes | Yes | Yes | Yes | Yes | 1006791
| Inline Fans | Multi-port | Reversomatic Manufacturing Ltd. | Reversomatic | TL-240ES |  | 0 |  | 5" | Horizontal | HS | 0.2 | 210 |  | 71.2 | 2.9 | NO | Yes | Yes | Yes | No | No | 3000565
| Inline Fans | Multi-port | Reversomatic Manufacturing Ltd. | Reversomatic | TL240 |  | 0 |  | 5" | Horizontal Exhaust | HS | 0.2 | 210 |  | 74 | 2.8 | NO | Yes | Yes | Yes | No | No | 3005044
| Inline Fans | Single-port | Reversomatic Manufacturing Ltd. | Reversomatic | TLD 200 (1-inlet) |  | 0 |  | 5" | Horizontal Exhaust | HS | 0.2 | 180 |  | 81 | 2.2 | NO | No | No | No | No | No | 3005087
| Inline Fans | Multi-port | Reversomatic Manufacturing Ltd. | Reversomatic | TLD 200 (2-inlets) |  | 0 |  | 5" | Horizontal Exhaust | HS | 0.2 | 220 |  | 87 | 2.5 | NO | No | No | No | No | No | 3005086
| Inline Fans | Multi-port | Reversomatic Manufacturing Ltd. | Reversomatic | TLD-200E |  | 0 |  | 5" | Horizontal Exhaust | HS | 0.2 | 200 |  | 50.6 | 3.9 | NO | Yes | Yes | Yes | Yes | Yes | 3004729
| Inline Fans | Single-port | Reversomatic Manufacturing Ltd. | Reversomatic | TLD-300 |  | 0 |  | 6" | Horizontal | HS | 0.2 | 220 |  | 101 | 2.1 | NO | No | No | No | No | No | 3004521
| Kitchen Range Hoods | Microwave | Electrolux | Tappan | TMOS1613AWA | 30 | 0 |  | 3 1/4" x 10" | Horizontal | HS | 0.1 | 160 | 4 |  |  | NO | N/A | N/A | N/A | N/A | N/A | 4507692
| Kitchen Range Hoods | Microwave | Electrolux | Tappan | TMOS1613AWA | 30 | 0 |  | 3 1/4" x 10" | Horizontal | WS | 0.036 | 100 | 1.4 |  |  | NO | N/A | N/A | N/A | N/A | N/A | 4507692
| Kitchen Range Hoods | Microwave | Electrolux | Tappan | TMOS1613AWA | 30 | 0 |  | 3 1/4" x 10" | Vertical | HS | 0.1 | 170 | 4 |  |  | NO | N/A | N/A | N/A | N/A | N/A | 4507692
| Kitchen Range Hoods | Microwave | Electrolux | Tappan | TMOS1613AWA | 30 | 0 |  | 3 1/4" x 10" | Vertical | WS | 0.036 | 100 | 1.3 |  |  | NO | N/A | N/A | N/A | N/A | N/A | 4507692
| Inline Fans | Single-port | Vents-US | Vents | TT 125 |  | 0 |  | 5" | Horizontal | HS | 0.2 | 120 |  | 36 | 3.3 | NO | No | No | No | No | No | 3004914
| Inline Fans | Single-port | Vents-US | Vents | TT 125 |  | 0 |  | 5" | Horizontal | LS | 0.2 | 60 |  | 24 | 2.5 | NO | No | No | No | No | No | 3004914
| Inline Fans | Single-port | Vents-US | Vents | TT 150 |  | 0 |  | 6" | Horizontal | LS | 0.2 | 130 |  | 30 | 4.3 | NO | Yes | Yes | Yes | Yes | Yes | 3005229
| Inline Fans | Single-port | Vents-US | Vents | TT 150 |  | 0 |  | 6" | Horizontal | HS | 0.2 | 267 |  | 57 | 4.6 | NO | Yes | Yes | Yes | Yes | Yes | 3005229
| Inline Fans | Single-port | Vents-US | Vents | TT 200 |  | 0 |  | 8" | Horizontal | HS | 0.2 | 400 |  | 104 | 3.8 | NO | Yes | Yes | Yes | Yes | Yes | 3004915
| Inline Fans | Single-port | Vents-US | Vents | TT 200 |  | 0 |  | 8" | Horizontal | HS | 0.4 | 347 |  | 104 | 3.3 | NO | Yes | Yes | Yes | Yes | Yes | 3004915
| Inline Fans | Single-port | Vents-US | Vents | TT 200 |  | 0 |  | 8" | Horizontal | HS | 0.6 | 280 |  | 103 | 2.7 | NO | Yes | Yes | Yes | Yes | Yes | 3004915
| Inline Fans | Single-port | Vents-US | Vents | TT 200 |  | 0 |  | 8" | Horizontal | LS | 0.2 | 260 |  | 65 | 4.0 | NO | Yes | Yes | Yes | Yes | Yes | 3004915
| Inline Fans | Single-port | Vents-US | Vents | TT 200 |  | 0 |  | 8" | Horizontal | LS | 0.4 | 179 |  | 64 | 2.7 | NO | Yes | Yes | Yes | Yes | Yes | 3004915
| Inline Fans | Single-port | Vents-US | Vents | TT 200 |  | 0 |  | 8" | Horizontal | LS | 0.6 | 67 |  | 62 | 1.0 | NO | Yes | Yes | Yes | Yes | Yes | 3004915
| Inline Fans | Single-port | Vents-US | Vents | TT 250 |  | 0 |  | 10" | Horizontal | LS | 0.2 | 446 |  | 131 | 3.4 | NO | Yes | Yes | Yes | No | No | 3005230
| Inline Fans | Single-port | Vents-US | Vents | TT 250 |  | 0 |  | 10" | Horizontal | HS | 0.2 | 692 |  | 207 | 3.3 | NO | Yes | Yes | Yes | No | No | 3005230
| Inline Fans | Single-port | Vents-US | Vents | TT 315 |  | 0 |  | 12" | Horizontal | HS | 0.2 | 1020 |  | 343 | 2.9 | NO | Yes | Yes | Yes | No | No | 3004916
| Inline Fans | Single-port | Vents-US | Vents | TT 315 |  | 0 |  | 12" | Horizontal | HS | 0.4 | 955 |  | 345 | 2.7 | NO | Yes | Yes | Yes | No | No | 3004916
| Inline Fans | Single-port | Vents-US | Vents | TT 315 |  | 0 |  | 12" | Horizontal | HS | 0.6 | 889 |  | 347 | 2.5 | NO | Yes | Yes | Yes | No | No | 3004916
| Inline Fans | Single-port | Vents-US | Vents | TT 315 |  | 0 |  | 12" | Horizontal | LS | 0.2 | 780 |  | 224 | 3.4 | NO | Yes | Yes | Yes | No | No | 3004916
| Inline Fans | Single-port | Vents-US | Vents | TT 315 |  | 0 |  | 12" | Horizontal | LS | 0.4 | 688 |  | 226 | 3.0 | NO | Yes | Yes | Yes | No | No | 3004916
| Inline Fans | Single-port | Vents-US | Vents | TT 315 |  | 0 |  | 12" | Horizontal | LS | 0.6 | 567 |  | 226 | 2.5 | NO | Yes | Yes | Yes | No | No | 3004916
| Inline Fans | Single-port | Vents-US | Vents | TT PRO 100 |  | 0 |  | 4" | Horizontal | LS | 0.2 | 110 |  | 41 | 2.6 | NO | No | No | No | No | No | 3005223
| Inline Fans | Single-port | Vents-US | Vents | TT PRO 100 |  | 0 |  | 4" | Horizontal | HS | 0.2 | 175 |  | 49 | 3.5 | NO | No | No | No | No | No | 3005223
| Inline Fans | Single-port | Vents-US | Vents | TT-100 SILENT |  | 0 |  | 4" | Horizontal | HS | 0.2 | 100 |  | 28 | 3.5 | NO | Yes | Yes | Yes | No | No | 3004923
| Inline Fans | Single-port | Vents-US | Vents | TT-100 SILENT |  | 0 |  | 4" | Horizontal | HS | 0.4 | 58 |  | 26 | 2.2 | NO | Yes | Yes | Yes | No | No | 3004923
| Inline Fans | Single-port | Vents-US | Vents | TT-100 SILENT |  | 0 |  | 4" | Horizontal | LS | 0.2 | 60 |  | 22 | 2.7 | NO | Yes | Yes | Yes | No | No | 3004923
| Inline Fans | Single-port | Vents-US | Vents | TT-100 SILENT |  | 0 |  | 4" | Horizontal | LS | 0.4 | 20 |  | 21 | 0.9 | NO | Yes | Yes | Yes | No | No | 3004923
| Inline Fans | Single-port | Vents-US | Vents | TT-125 PRO |  | 0 |  | 5" | Horizontal | HS | 0.2 | 250 |  | 62 | 4.0 | NO | Yes | Yes | Yes | Yes | Yes | 3004921
| Inline Fans | Single-port | Vents-US | Vents | TT-125 PRO |  | 0 |  | 5" | Horizontal | HS | 0.4 | 209 |  | 59 | 3.5 | NO | Yes | Yes | Yes | Yes | Yes | 3004921
| Inline Fans | Single-port | Vents-US | Vents | TT-125 PRO |  | 0 |  | 5" | Horizontal | HS | 0.6 | 99 |  | 46 | 2.1 | NO | Yes | Yes | Yes | Yes | Yes | 3004921
| Inline Fans | Single-port | Vents-US | Vents | TT-125 PRO |  | 0 |  | 5" | Horizontal | LS | 0.2 | 190 |  | 48 | 3.9 | NO | Yes | Yes | Yes | Yes | Yes | 3004921
| Inline Fans | Single-port | Vents-US | Vents | TT-125 PRO |  | 0 |  | 5" | Horizontal | LS | 0.4 | 144 |  | 40 | 3.6 | NO | Yes | Yes | Yes | Yes | Yes | 3004921
| Inline Fans | Single-port | Vents-US | Vents | TT-125 PRO |  | 0 |  | 5" | Horizontal | LS | 0.6 | 72 |  | 32 | 2.2 | NO | Yes | Yes | Yes | Yes | Yes | 3004921
| Inline Fans | Single-port | Vents-US | Vents | TT-125 SILENT |  | 0 |  | 5" | Horizontal | HS | 0.2 | 160 |  | 36 | 4.4 | NO | Yes | Yes | Yes | No | No | 3004924
| Inline Fans | Single-port | Vents-US | Vents | TT-125 SILENT |  | 0 |  | 5" | Horizontal | HS | 0.4 | 94 |  | 32 | 2.9 | NO | Yes | Yes | Yes | No | No | 3004924
| Inline Fans | Single-port | Vents-US | Vents | TT-125 SILENT |  | 0 |  | 5" | Horizontal | LS | 0.2 | 70 |  | 23 | 3.0 | NO | Yes | Yes | Yes | No | No | 3004924
| Inline Fans | Single-port | Vents-US | Vents | TT-125 SILENT |  | 0 |  | 5" | Horizontal | LS | 0.4 | 11 |  | 22 | 0.5 | NO | Yes | Yes | Yes | No | No | 3004924
| Inline Fans | Single-port | Vents-US | Vents | TT-150 PRO |  | 0 |  | 6" | Horizontal | HS | 0.2 | 350 |  | 81 | 4.3 | NO | Yes | Yes | Yes | No | No | 3004922
| Inline Fans | Single-port | Vents-US | Vents | TT-150 PRO |  | 0 |  | 6" | Horizontal | HS | 0.4 | 322 |  | 83 | 3.8 | NO | Yes | Yes | Yes | No | No | 3004922
| Inline Fans | Single-port | Vents-US | Vents | TT-150 PRO |  | 0 |  | 6" | Horizontal | HS | 0.6 | 293 |  | 83 | 3.5 | NO | Yes | Yes | Yes | No | No | 3004922
| Inline Fans | Single-port | Vents-US | Vents | TT-150 PRO |  | 0 |  | 6" | Horizontal | LS | 0.2 | 270 |  | 76 | 3.5 | NO | Yes | Yes | Yes | No | No | 3004922
| Inline Fans | Single-port | Vents-US | Vents | TT-150 PRO |  | 0 |  | 6" | Horizontal | LS | 0.4 | 233 |  | 75 | 3.1 | NO | Yes | Yes | Yes | No | No | 3004922
| Inline Fans | Single-port | Vents-US | Vents | TT-150 PRO |  | 0 |  | 6" | Horizontal | LS | 0.6 | 192 |  | 72 | 2.6 | NO | Yes | Yes | Yes | No | No | 3004922
| Inline Fans | Single-port | Vents-US | Vents | TT-150 SILENT |  | 0 |  | 6" | Horizontal | HS | 0.2 | 290 |  | 67 | 4.3 | NO | Yes | Yes | Yes | No | No | 3004925
| Inline Fans | Single-port | Vents-US | Vents | TT-150 SILENT |  | 0 |  | 6" | Horizontal | HS | 0.4 | 257 |  | 67 | 3.8 | NO | Yes | Yes | Yes | No | No | 3004925
| Inline Fans | Single-port | Vents-US | Vents | TT-150 SILENT |  | 0 |  | 6" | Horizontal | LS | 0.2 | 190 |  | 53 | 3.5 | NO | Yes | Yes | Yes | No | No | 3004925
| Inline Fans | Single-port | Vents-US | Vents | TT-150 SILENT |  | 0 |  | 6" | Horizontal | LS | 0.4 | 132 |  | 51 | 2.5 | NO | Yes | Yes | Yes | No | No | 3004925
| Inline Fans | Single-port | Vents-US | Vents | TT100 |  | 0 |  | 4" | Horizontal | LS | 0.2 | 58 |  | 24.2 | 2.3 | NO | No | No | No | No | No | 3005192
| Inline Fans | Single-port | Vents-US | Vents | TT100 |  | 0 |  | 4" | Horizontal | HS | 0.2 | 100 |  | 37.2 | 2.6 | NO | No | No | No | No | No | 3005192
| Other Room Exhaust Fans |  | Vents-US | Vents | Twinfresh Expert RW1-85-2 |  | 0 |  | 6" | Horizontal Exhaust | LS | 0.03 | 6 | <0.3 | 3 | 2.0 | NO | No | No | No | No | Yes | 5004325
| Other Room Exhaust Fans |  | Vents-US | Vents | Twinfresh Expert RW1-85-2 |  | 0 |  | 6" | Horizontal Exhaust | MS | 0.03 | 17 | 0.3 | 4 | 4.2 | NO | No | No | No | No | Yes | 5004325
| Other Room Exhaust Fans |  | Vents-US | Vents | Twinfresh Expert RW1-85-2 |  | 0 |  | 6" | Horizontal Exhaust | HS | 0.03 | 31 | 1.5 | 7 | 4.4 | NO | No | No | No | No | Yes | 5004325
| Other Room Exhaust Fans |  | Vents-US | Vents | Twinfresh Expert RW1-85-2 |  | 0 |  | 6" | Horizontal Exhaust | BS | 0.03 | 44 | 3 | 11 | 4.0 | NO | No | No | No | No | Yes | 5004325
| Other Room Exhaust Fans |  | Vents-US | Vents | Twinfresh Expert RW1-85-2 |  | 0 |  | 6" | Horizontal Supply | BS | 0.03 | 45 | 2.5 | 11 | 4.0 | NO | No | No | No | No | Yes | 5004325
| Other Room Exhaust Fans |  | Vents-US | Vents | Twinfresh Expert RW1-85-2 |  | 0 |  | 6" | Horizontal Supply | HS | 0.03 | 32 | 1.5 | 7 | 4.5 | NO | No | No | No | No | Yes | 5004325
| Other Room Exhaust Fans |  | Vents-US | Vents | Twinfresh Expert RW1-85-2 |  | 0 |  | 6" | Horizontal Supply | LS | 0.03 | 6 | <0.3 | 3 | 2.0 | NO | No | No | No | No | Yes | 5004325
| Other Room Exhaust Fans |  | Vents-US | Vents | Twinfresh Expert RW1-85-2 |  | 0 |  | 6" | Horizontal Supply | MS | 0.03 | 19 | 0.4 | 4 | 4.7 | NO | No | No | No | No | Yes | 5004325
| Bathroom Exhaust Fans |  | Milano Electronics LLC | Milano | TY-110-E |  | 0 |  | 4" | Horizontal Exhaust | HS | 0.1 | 110 | 1 | 28.7 |  | Yes | Yes | Yes | Yes | Yes | Yes | 1007489
| Bathroom Exhaust Fans |  | Milano Electronics LLC | Milano | TY-110-E |  | 0 |  | 4" | Horizontal Exhaust | HS | 0.25 | 93 |  | 28 |  | Yes | Yes | Yes | Yes | Yes | Yes | 1007489
| Bathroom Exhaust Fans |  | Milano Electronics LLC | Milano | TY-110-ESHL |  | 0 |  | 4" | Horizontal | HS | 0.25 | 94 |  | 27.3 | 3.4 | Yes | Yes | Yes | Yes | Yes | Yes | 1008201
| Bathroom Exhaust Fans |  | Milano Electronics LLC | Milano | TY-110-ESHL |  | 0 |  | 4" | Horizontal | HS | 0.1 | 110 | 1 | 28 | 3.9 | Yes | Yes | Yes | Yes | Yes | Yes | 1008201
| Bathroom Exhaust Fans |  | Milano Electronics LLC | Milano | TY-110-ESL |  | 0 |  | 4" | Horizontal Exhaust | HS | 0.1 | 110 | 1 | 28 | 3.9 | Yes | Yes | Yes | Yes | Yes | Yes | 1008191
| Bathroom Exhaust Fans |  | Milano Electronics LLC | Milano | TY-110-ESL |  | 0 |  | 4" | Horizontal Exhaust | HS | 0.25 | 94 |  | 27.3 | 3.4 | Yes | Yes | Yes | Yes | Yes | Yes | 1008191
| Bathroom Exhaust Fans |  | Milano Electronics LLC | Milano | TY-130-E |  | 0 |  | 6" | Horizontal | HS | 0.1 | 130 | 0.7 | 34 |  | Yes | Yes | Yes | Yes | Yes | Yes | 1006552
| Bathroom Exhaust Fans |  | Milano Electronics LLC | Milano | TY-130-E |  | 0 |  | 6" | Horizontal | HS | 0.25 | 101 |  | 33 |  | Yes | Yes | Yes | Yes | Yes | Yes | 1006552
| Bathroom Exhaust Fans |  | Milano Electronics LLC | Milano | TY-50-E |  | 0 |  | 4" | Horizontal Exhaust | HS | 0.1 | 50 | <0.3 | 15.5 |  | NO | No | No | No | No | No | 1006573
| Bathroom Exhaust Fans |  | Milano Electronics LLC | Milano | TY-80-E |  | 0 |  | 4" | Horizontal | HS | 0.1 | 80 | 0.7 | 25.2 |  | Yes | Yes | Yes | Yes | Yes | Yes | 1005529
| Bathroom Exhaust Fans |  | Milano Electronics LLC | Milano | TY-80-E |  | 0 |  | 4" | Horizontal | HS | 0.25 | 57 |  | 24.6 |  | Yes | Yes | Yes | Yes | Yes | Yes | 1005529
| Bathroom Exhaust Fans |  | Milano Electronics LLC | Milano | TY-80-EH |  | 0 |  | 4" | Horizontal | HS | 0.25 | 57 |  | 24.6 |  | Yes | Yes | Yes | Yes | Yes | Yes | 1006073
| Bathroom Exhaust Fans |  | Milano Electronics LLC | Milano | TY-80-EH |  | 0 |  | 4" | Horizontal | HS | 0.1 | 80 | 0.7 | 25.2 |  | Yes | Yes | Yes | Yes | Yes | Yes | 1006073
| Bathroom Exhaust Fans |  | Milano Electronics LLC | Milano | TY-80-EHL |  | 0 |  | 4" | Horizontal | HS | 0.25 | 59 |  | 25.2 |  | NO | Yes | Yes | Yes | Yes | Yes | 1006496
| Bathroom Exhaust Fans |  | Milano Electronics LLC | Milano | TY-80-EHL |  | 0 |  | 4" | Horizontal | HS | 0.1 | 80 | 0.8 | 25.9 |  | NO | Yes | Yes | Yes | Yes | Yes | 1006496
| Bathroom Exhaust Fans |  | Milano Electronics LLC | Milano | TY-80-EL |  | 0 |  | 4" | Horizontal Exhaust | HS | 0.1 | 80 | 0.8 | 25.9 |  | NO | Yes | Yes | Yes | Yes | Yes | 1006429
| Bathroom Exhaust Fans |  | Milano Electronics LLC | Milano | TY-80-EL |  | 0 |  | 4" | Horizontal Exhaust | HS | 0.25 | 59 |  | 25.2 |  | NO | Yes | Yes | Yes | Yes | Yes | 1006429
| Kitchen Range Hoods |  | Broan-NuTone LLC | Best | U10230SBI |  | 0 |  | 8" | Vertical | HS | 0.1 | 500 | 10 | 312 | 1.6 | NO | N/A | N/A | N/A | N/A | N/A | 4506413
| Kitchen Range Hoods |  | Broan-NuTone LLC | Best | U10230SBI |  | 0 |  | 8" | Vertical | HS | 0.25 | 480 |  |  |  | NO | N/A | N/A | N/A | N/A | N/A | 4506413
| Kitchen Range Hoods |  | Broan-NuTone LLC | Best | U10230SBI |  | 0 |  | 8" | Vertical | WS | 0.022 | 240 | 2 | 181 | 1.3 | NO | N/A | N/A | N/A | N/A | N/A | 4506413
| Kitchen Range Hoods | Undercabinet | The Home Depot USA Inc. | Vissani | U7L500B15 | 30 | 0 |  | 3 1/4" X 10" | Horizontal | HS | 0.1 | 300 | 13 |  |  | NO | N/A | N/A | N/A | N/A | N/A | 4507622
| Kitchen Range Hoods | Undercabinet | The Home Depot USA Inc. | Vissani | U7L500B15 | 30 | 0 |  | 3 1/4" X 10" | Horizontal | LS | 0.1 | 90 | 3.5 |  |  | NO | N/A | N/A | N/A | N/A | N/A | 4507622
| Kitchen Range Hoods | Undercabinet | The Home Depot USA Inc. | Vissani | U7L500B15 | 30 | 0 |  | 3 1/4" X 10" | Vertical | HS | 0.1 | 320 | 11.5 |  |  | NO | N/A | N/A | N/A | N/A | N/A | 4507622
| Kitchen Range Hoods | Undercabinet | The Home Depot USA Inc. | Vissani | U7L500B15 | 30 | 0 |  | 3 1/4" X 10" | Vertical | LS | 0.1 | 100 | 3.5 |  |  | NO | N/A | N/A | N/A | N/A | N/A | 4507622
| Kitchen Range Hoods | Undercabinet | The Home Depot USA Inc. | Vissani | U7L500B15 | 30 | 0 |  | 7" | Vertical | HS | 0.1 | 460 | 10.5 |  |  | NO | N/A | N/A | N/A | N/A | N/A | 4507622
| Kitchen Range Hoods | Undercabinet | The Home Depot USA Inc. | Vissani | U7L500B15 | 30 | 0 |  | 7" | Vertical | LS | 0.1 | 140 | 2.5 |  |  | NO | N/A | N/A | N/A | N/A | N/A | 4507622
| Kitchen Range Hoods | Undercabinet | Broan-NuTone LLC | Best | UCB3I30BLSB | 30 | 0 |  | 3 1/4" x 10" | Vertical | WS | 0.013 | 160 | 0.9 | 51.3 | 3.1 | Yes | N/A | N/A | N/A | N/A | N/A | 4505715
| Kitchen Range Hoods | Undercabinet | Broan-NuTone LLC | Best | UCB3I30BLSB | 30 | 0 |  | 3 1/4" x 10" | Horizontal | WS | 0.01 | 160 | 1 | 51.4 | 3.1 | Yes | N/A | N/A | N/A | N/A | N/A | 4505715
| Kitchen Range Hoods | Undercabinet | Broan-NuTone LLC | Best | UCB3I30BLSB | 30 | 0 |  | 3 1/4" x 10" | Vertical | HS | 0.1 | 440 | 9.5 |  |  | Yes | N/A | N/A | N/A | N/A | N/A | 4505715
| Kitchen Range Hoods | Undercabinet | Broan-NuTone LLC | Best | UCB3I30BLSB | 30 | 0 |  | 3 1/4" x 10" | Horizontal | HS | 0.1 | 500 | 9.5 |  |  | Yes | N/A | N/A | N/A | N/A | N/A | 4505715
| Kitchen Range Hoods | Undercabinet | Broan-NuTone LLC | Best | UCB3I30BLSB | 30 | 0 |  | 3 1/4" x 10" | Horizontal | HS | 0.25 | 467 |  |  |  | Yes | N/A | N/A | N/A | N/A | N/A | 4505715
| Kitchen Range Hoods | Undercabinet | Broan-NuTone LLC | Best | UCB3I30BLSB | 30 | 0 |  | 3 1/4" x 10" | Vertical | HS | 0.25 | 413 |  |  |  | Yes | N/A | N/A | N/A | N/A | N/A | 4505715
| Kitchen Range Hoods | Undercabinet | Broan-NuTone LLC | Best | UCB3I30SBB | 30 | 0 |  | 3 1/4" x 10" | Vertical | WS | 0.013 | 160 | 0.9 | 51.3 | 3.1 | Yes | N/A | N/A | N/A | N/A | N/A | 4505649
| Kitchen Range Hoods | Undercabinet | Broan-NuTone LLC | Best | UCB3I30SBB | 30 | 0 |  | 3 1/4" x 10" | Horizontal | WS | 0.01 | 160 | 1 | 51.4 | 3.1 | Yes | N/A | N/A | N/A | N/A | N/A | 4505649
| Kitchen Range Hoods | Undercabinet | Broan-NuTone LLC | Best | UCB3I30SBB | 30 | 0 |  | 3 1/4" x 10" | Vertical | HS | 0.1 | 440 | 9.5 |  |  | Yes | N/A | N/A | N/A | N/A | N/A | 4505649
| Kitchen Range Hoods | Undercabinet | Broan-NuTone LLC | Best | UCB3I30SBB | 30 | 0 |  | 3 1/4" x 10" | Horizontal | HS | 0.1 | 500 | 9.5 |  |  | Yes | N/A | N/A | N/A | N/A | N/A | 4505649
| Kitchen Range Hoods | Undercabinet | Broan-NuTone LLC | Best | UCB3I30SBB | 30 | 0 |  | 3 1/4" x 10" | Horizontal | HS | 0.25 | 467 |  |  |  | Yes | N/A | N/A | N/A | N/A | N/A | 4505649
| Kitchen Range Hoods | Undercabinet | Broan-NuTone LLC | Best | UCB3I30SBB | 30 | 0 |  | 3 1/4" x 10" | Vertical | HS | 0.25 | 413 |  |  |  | Yes | N/A | N/A | N/A | N/A | N/A | 4505649
| Kitchen Range Hoods | Undercabinet | Broan-NuTone LLC | Best | UCB3I30SBN | 30 | 0 |  | 3 1/4" x 10" | Vertical | WS | 0.013 | 160 | 0.9 | 51.3 | 3.1 | Yes | N/A | N/A | N/A | N/A | N/A | 4505651
| Kitchen Range Hoods | Undercabinet | Broan-NuTone LLC | Best | UCB3I30SBN | 30 | 0 |  | 3 1/4" x 10" | Horizontal | WS | 0.01 | 160 | 1 | 51.4 | 3.1 | Yes | N/A | N/A | N/A | N/A | N/A | 4505651
| Kitchen Range Hoods | Undercabinet | Broan-NuTone LLC | Best | UCB3I30SBN | 30 | 0 |  | 3 1/4" x 10" | Vertical | HS | 0.1 | 440 | 9.5 |  |  | Yes | N/A | N/A | N/A | N/A | N/A | 4505651
| Kitchen Range Hoods | Undercabinet | Broan-NuTone LLC | Best | UCB3I30SBN | 30 | 0 |  | 3 1/4" x 10" | Horizontal | HS | 0.1 | 500 | 9.5 |  |  | Yes | N/A | N/A | N/A | N/A | N/A | 4505651
| Kitchen Range Hoods | Undercabinet | Broan-NuTone LLC | Best | UCB3I30SBN | 30 | 0 |  | 3 1/4" x 10" | Horizontal | HS | 0.25 | 467 |  |  |  | Yes | N/A | N/A | N/A | N/A | N/A | 4505651
| Kitchen Range Hoods | Undercabinet | Broan-NuTone LLC | Best | UCB3I30SBN | 30 | 0 |  | 3 1/4" x 10" | Vertical | HS | 0.25 | 413 |  |  |  | Yes | N/A | N/A | N/A | N/A | N/A | 4505651
| Kitchen Range Hoods | Undercabinet | Broan-NuTone LLC | Best | UCB3I30SBS | 30 | 0 |  | 3 1/4" x 10" | Vertical | WS | 0.013 | 160 | 0.9 | 51.3 | 3.1 | Yes | N/A | N/A | N/A | N/A | N/A | 4505650
| Kitchen Range Hoods | Undercabinet | Broan-NuTone LLC | Best | UCB3I30SBS | 30 | 0 |  | 3 1/4" x 10" | Horizontal | WS | 0.01 | 160 | 1 | 51.4 | 3.1 | Yes | N/A | N/A | N/A | N/A | N/A | 4505650
| Kitchen Range Hoods | Undercabinet | Broan-NuTone LLC | Best | UCB3I30SBS | 30 | 0 |  | 3 1/4" x 10" | Vertical | HS | 0.1 | 440 | 9.5 |  |  | Yes | N/A | N/A | N/A | N/A | N/A | 4505650
| Kitchen Range Hoods | Undercabinet | Broan-NuTone LLC | Best | UCB3I30SBS | 30 | 0 |  | 3 1/4" x 10" | Horizontal | HS | 0.1 | 500 | 9.5 |  |  | Yes | N/A | N/A | N/A | N/A | N/A | 4505650
| Kitchen Range Hoods | Undercabinet | Broan-NuTone LLC | Best | UCB3I30SBS | 30 | 0 |  | 3 1/4" x 10" | Horizontal | HS | 0.25 | 467 |  |  |  | Yes | N/A | N/A | N/A | N/A | N/A | 4505650
| Kitchen Range Hoods | Undercabinet | Broan-NuTone LLC | Best | UCB3I30SBS | 30 | 0 |  | 3 1/4" x 10" | Vertical | HS | 0.25 | 413 |  |  |  | Yes | N/A | N/A | N/A | N/A | N/A | 4505650
| Kitchen Range Hoods | Undercabinet | Broan-NuTone LLC | Best | UCB3I30SBW | 30 | 0 |  | 3 1/4" x 10" | Vertical | WS | 0.013 | 160 | 0.9 | 51.3 | 3.1 | Yes | N/A | N/A | N/A | N/A | N/A | 4505646
| Kitchen Range Hoods | Undercabinet | Broan-NuTone LLC | Best | UCB3I30SBW | 30 | 0 |  | 3 1/4" x 10" | Horizontal | WS | 0.01 | 160 | 1 | 51.4 | 3.1 | Yes | N/A | N/A | N/A | N/A | N/A | 4505646
| Kitchen Range Hoods | Undercabinet | Broan-NuTone LLC | Best | UCB3I30SBW | 30 | 0 |  | 3 1/4" x 10" | Vertical | HS | 0.1 | 440 | 9.5 |  |  | Yes | N/A | N/A | N/A | N/A | N/A | 4505646
| Kitchen Range Hoods | Undercabinet | Broan-NuTone LLC | Best | UCB3I30SBW | 30 | 0 |  | 3 1/4" x 10" | Horizontal | HS | 0.1 | 500 | 9.5 |  |  | Yes | N/A | N/A | N/A | N/A | N/A | 4505646
| Kitchen Range Hoods | Undercabinet | Broan-NuTone LLC | Best | UCB3I30SBW | 30 | 0 |  | 3 1/4" x 10" | Horizontal | HS | 0.25 | 467 |  |  |  | Yes | N/A | N/A | N/A | N/A | N/A | 4505646
| Kitchen Range Hoods | Undercabinet | Broan-NuTone LLC | Best | UCB3I30SBW | 30 | 0 |  | 3 1/4" x 10" | Vertical | HS | 0.25 | 413 |  |  |  | Yes | N/A | N/A | N/A | N/A | N/A | 4505646
| Kitchen Range Hoods | Microwave | Electrolux | Frigidaire | UMV1422US | 24 | 0 |  | 3 1/4" X 10" | Vertical | WS | 0.028 | 110 | 1.5 |  |  | NO | N/A | N/A | N/A | N/A | N/A | 4505805
| Kitchen Range Hoods | Microwave | Electrolux | Frigidaire | UMV1422US | 24 | 0 |  | 3 1/4" X 10" | Horizontal | WS | 0.028 | 100 | 2 |  |  | NO | N/A | N/A | N/A | N/A | N/A | 4505805
| Kitchen Range Hoods | Microwave | Electrolux | Frigidaire | UMV1422US | 24 | 0 |  | 3 1/4" X 10" | Vertical | HS | 0.1 | 220 | 6.5 |  |  | NO | N/A | N/A | N/A | N/A | N/A | 4505805
| Kitchen Range Hoods | Microwave | Electrolux | Frigidaire | UMV1422US | 24 | 0 |  | 3 1/4" X 10" | Horizontal | HS | 0.1 | 210 | 6.5 |  |  | NO | N/A | N/A | N/A | N/A | N/A | 4505805
| Kitchen Range Hoods | Microwave | Electrolux | Frigidaire | UMV1422UW | 24 | 0 |  | 3 1/4" x 10" | Horizontal Exhaust | WS | 0.028 | 100 | 2 |  |  | NO | N/A | N/A | N/A | N/A | N/A | 4505803
| Kitchen Range Hoods | Microwave | Electrolux | Frigidaire | UMV1422UW | 24 | 0 |  | 3 1/4" x 10" | Vertical Exhaust | WS | 0.028 | 110 | 1.5 |  |  | NO | N/A | N/A | N/A | N/A | N/A | 4505803
| Kitchen Range Hoods | Microwave | Electrolux | Frigidaire | UMV1422UW | 24 | 0 |  | 3 1/4" x 10" | Vertical Exhaust | HS | 0.1 | 220 | 6.5 |  |  | NO | N/A | N/A | N/A | N/A | N/A | 4505803
| Kitchen Range Hoods | Microwave | Electrolux | Frigidaire | UMV1422UW | 24 | 0 |  | 3 1/4" x 10" | Horizontal Exhaust | HS | 0.1 | 210 | 6.5 |  |  | NO | N/A | N/A | N/A | N/A | N/A | 4505803
| Kitchen Range Hoods | Undercabinet | Ningbo Fotile Kitchen Ware Co. Ltd. | FOTILE | UQG3002 | 30 | 0 |  | 3 1/4" X 10" | Horizontal Exhaust | BS | 0.1 | 590 | 8 | 236 |  | NO | N/A | N/A | N/A | N/A | N/A | 4507290
| Kitchen Range Hoods | Undercabinet | Ningbo Fotile Kitchen Ware Co. Ltd. | FOTILE | UQG3002 | 30 | 0 |  | 3 1/4" X 10" | Horizontal Exhaust | HS | 0.1 | 460 | 5.5 | 168 |  | NO | N/A | N/A | N/A | N/A | N/A | 4507290
| Kitchen Range Hoods | Undercabinet | Ningbo Fotile Kitchen Ware Co. Ltd. | FOTILE | UQG3002 | 30 | 0 |  | 3 1/4" X 10" | Horizontal Exhaust | MS | 0.1 | 370 | 4 | 127 |  | NO | N/A | N/A | N/A | N/A | N/A | 4507290
| Kitchen Range Hoods | Undercabinet | Ningbo Fotile Kitchen Ware Co. Ltd. | FOTILE | UQG3002 | 30 | 0 |  | 3 1/4" X 10" | Horizontal Exhaust | LS | 0.1 | 240 | 1.5 | 75.7 |  | NO | N/A | N/A | N/A | N/A | N/A | 4507290
| Kitchen Range Hoods | Undercabinet | Ningbo Fotile Kitchen Ware Co. Ltd. | FOTILE | UQG3002 | 30 | 0 |  | 7" | Vertical Exhaust | BS | 0.1 | 600 | 6 | 233 |  | NO | N/A | N/A | N/A | N/A | N/A | 4507290
| Kitchen Range Hoods | Undercabinet | Ningbo Fotile Kitchen Ware Co. Ltd. | FOTILE | UQG3002 | 30 | 0 |  | 7" | Vertical Exhaust | HS | 0.1 | 470 | 4 | 170 |  | NO | N/A | N/A | N/A | N/A | N/A | 4507290
| Kitchen Range Hoods | Undercabinet | Ningbo Fotile Kitchen Ware Co. Ltd. | FOTILE | UQG3002 | 30 | 0 |  | 7" | Vertical Exhaust | MS | 0.1 | 370 | 2.5 | 128 |  | NO | N/A | N/A | N/A | N/A | N/A | 4507290
| Kitchen Range Hoods | Undercabinet | Ningbo Fotile Kitchen Ware Co. Ltd. | FOTILE | UQG3002 | 30 | 0 |  | 7" | Vertical Exhaust | LS | 0.1 | 240 | 1.2 | 76.2 |  | NO | N/A | N/A | N/A | N/A | N/A | 4507290
| Kitchen Range Hoods | Undercabinet | Ningbo Fotile Kitchen Ware Co. Ltd. | FOTILE | UQG3602 | 36 | 0 |  | 3 1/4" X 10" | Horizontal | LS | 0.1 | 240 | 1.5 | 75.7 |  | NO | N/A | N/A | N/A | N/A | N/A | 4507751
| Kitchen Range Hoods | Undercabinet | Ningbo Fotile Kitchen Ware Co. Ltd. | FOTILE | UQG3602 | 36 | 0 |  | 3 1/4" X 10" | Horizontal | MS | 0.1 | 370 | 4 | 127 |  | NO | N/A | N/A | N/A | N/A | N/A | 4507751
| Kitchen Range Hoods | Undercabinet | Ningbo Fotile Kitchen Ware Co. Ltd. | FOTILE | UQG3602 | 36 | 0 |  | 3 1/4" X 10" | Horizontal | HS | 0.1 | 460 | 5.5 | 168 |  | NO | N/A | N/A | N/A | N/A | N/A | 4507751
| Kitchen Range Hoods | Undercabinet | Ningbo Fotile Kitchen Ware Co. Ltd. | FOTILE | UQG3602 | 36 | 0 |  | 3 1/4" X 10" | Horizontal | BS | 0.1 | 590 | 8 | 236 |  | NO | N/A | N/A | N/A | N/A | N/A | 4507751
| Kitchen Range Hoods | Undercabinet | Ningbo Fotile Kitchen Ware Co. Ltd. | FOTILE | UQG3602 | 36 | 0 |  | 7" | Vertical | LS | 0.1 | 240 | 1.2 | 76.2 |  | NO | N/A | N/A | N/A | N/A | N/A | 4507751
| Kitchen Range Hoods | Undercabinet | Ningbo Fotile Kitchen Ware Co. Ltd. | FOTILE | UQG3602 | 36 | 0 |  | 7" | Vertical | MS | 0.1 | 370 | 2.5 | 128 |  | NO | N/A | N/A | N/A | N/A | N/A | 4507751
| Kitchen Range Hoods | Undercabinet | Ningbo Fotile Kitchen Ware Co. Ltd. | FOTILE | UQG3602 | 36 | 0 |  | 7" | Vertical | HS | 0.1 | 470 | 4 | 170 |  | NO | N/A | N/A | N/A | N/A | N/A | 4507751
| Kitchen Range Hoods | Undercabinet | Ningbo Fotile Kitchen Ware Co. Ltd. | FOTILE | UQG3602 | 36 | 0 |  | 7" | Vertical | BS | 0.1 | 600 | 6 | 233 |  | NO | N/A | N/A | N/A | N/A | N/A | 4507751
| Kitchen Range Hoods | Undercabinet | Ningbo Fotile Kitchen Ware Co. Ltd. | FOTILE | UQS3001 | 30 | 0 |  | 3 1/4" X 10" | Horizontal Exhaust | HS | 0.1 | 470 | 5.5 | 172 |  | NO | N/A | N/A | N/A | N/A | N/A | 4507291
| Kitchen Range Hoods | Undercabinet | Ningbo Fotile Kitchen Ware Co. Ltd. | FOTILE | UQS3001 | 30 | 0 |  | 3 1/4" X 10" | Horizontal Exhaust | MS | 0.1 | 370 | 4.5 | 127 |  | NO | N/A | N/A | N/A | N/A | N/A | 4507291
| Kitchen Range Hoods | Undercabinet | Ningbo Fotile Kitchen Ware Co. Ltd. | FOTILE | UQS3001 | 30 | 0 |  | 3 1/4" X 10" | Horizontal Exhaust | LS | 0.1 | 240 | 2 | 75.6 |  | NO | N/A | N/A | N/A | N/A | N/A | 4507291
| Kitchen Range Hoods | Undercabinet | Ningbo Fotile Kitchen Ware Co. Ltd. | FOTILE | UQS3001 | 30 | 0 |  | 7" | Vertical Exhaust | HS | 0.1 | 460 | 4 | 168 |  | NO | N/A | N/A | N/A | N/A | N/A | 4507291
| Kitchen Range Hoods | Undercabinet | Ningbo Fotile Kitchen Ware Co. Ltd. | FOTILE | UQS3001 | 30 | 0 |  | 7" | Vertical Exhaust | MS | 0.1 | 370 | 2.5 | 126 |  | NO | N/A | N/A | N/A | N/A | N/A | 4507291
| Kitchen Range Hoods | Undercabinet | Ningbo Fotile Kitchen Ware Co. Ltd. | FOTILE | UQS3001 | 30 | 0 |  | 7" | Vertical Exhaust | LS | 0.1 | 240 | 1.1 | 75.6 |  | NO | N/A | N/A | N/A | N/A | N/A | 4507291
| Kitchen Range Hoods | Undercabinet | Venmar Ventilation ULC | Venmar | VBLDF130BL | 30 | 0 |  | 3 1/4" X 10" | Horizontal | WS | 0.027 | 110 | 1.5 | 28.7 | 3.8 | NO | N/A | N/A | N/A | N/A | N/A | 4507984
| Kitchen Range Hoods | Undercabinet | Venmar Ventilation ULC | Venmar | VBLDF130BL | 30 | 0 |  | 3 1/4" X 10" | Horizontal | HS | 0.1 | 240 | 6 | 62.9 | 3.8 | NO | N/A | N/A | N/A | N/A | N/A | 4507984
| Kitchen Range Hoods | Undercabinet | Venmar Ventilation ULC | Venmar | VBLDF130BL | 30 | 0 |  | 3 1/4" X 10" | Vertical | WS | 0.031 | 130 | 1.5 | 28.6 | 4.5 | NO | N/A | N/A | N/A | N/A | N/A | 4507984
| Kitchen Range Hoods | Undercabinet | Venmar Ventilation ULC | Venmar | VBLDF130BL | 30 | 0 |  | 3 1/4" X 10" | Vertical | HS | 0.1 | 240 | 6 | 62.3 | 3.8 | NO | N/A | N/A | N/A | N/A | N/A | 4507984
| Kitchen Range Hoods | Undercabinet | Venmar Ventilation ULC | Venmar | VBLDF130BL | 30 | 0 |  | 7" | Vertical | WS | 0.033 | 140 | 2 | 28.7 | 4.8 | NO | N/A | N/A | N/A | N/A | N/A | 4507984
| Kitchen Range Hoods | Undercabinet | Venmar Ventilation ULC | Venmar | VBLDF130BL | 30 | 0 |  | 7" | Vertical | HS | 0.1 | 260 | 5.5 | 61.7 | 4.2 | NO | N/A | N/A | N/A | N/A | N/A | 4507984
| Kitchen Range Hoods | Undercabinet | Venmar Ventilation ULC | Venmar | VBLDF130BL | 30 | 0 |  | 3 1/4" X 10" | Horizontal | HS | 0.25 | 160 |  |  |  | NO | N/A | N/A | N/A | N/A | N/A | 4507984
| Kitchen Range Hoods | Undercabinet | Venmar Ventilation ULC | Venmar | VBLDF130BL | 30 | 0 |  | 3 1/4" X 10" | Vertical | HS | 0.25 | 150 |  |  |  | NO | N/A | N/A | N/A | N/A | N/A | 4507984
| Kitchen Range Hoods | Undercabinet | Venmar Ventilation ULC | Venmar | VBLDF130BL | 30 | 0 |  | 7" | Vertical | HS | 0.25 | 115 |  |  |  | NO | N/A | N/A | N/A | N/A | N/A | 4507984
| Kitchen Range Hoods | Undercabinet | Venmar Ventilation ULC | Venmar | VBLDF130SS | 30 | 0 |  | 3 1/4" X 10" | Horizontal | WS | 0.027 | 110 | 1.5 | 28.7 | 3.8 | NO | N/A | N/A | N/A | N/A | N/A | 4507983
| Kitchen Range Hoods | Undercabinet | Venmar Ventilation ULC | Venmar | VBLDF130SS | 30 | 0 |  | 3 1/4" X 10" | Horizontal | HS | 0.1 | 240 | 6 | 62.9 | 3.8 | NO | N/A | N/A | N/A | N/A | N/A | 4507983
| Kitchen Range Hoods | Undercabinet | Venmar Ventilation ULC | Venmar | VBLDF130SS | 30 | 0 |  | 3 1/4" X 10" | Vertical | WS | 0.031 | 130 | 1.5 | 28.6 | 4.5 | NO | N/A | N/A | N/A | N/A | N/A | 4507983
| Kitchen Range Hoods | Undercabinet | Venmar Ventilation ULC | Venmar | VBLDF130SS | 30 | 0 |  | 3 1/4" X 10" | Vertical | HS | 0.1 | 240 | 6 | 62.3 | 3.8 | NO | N/A | N/A | N/A | N/A | N/A | 4507983
| Kitchen Range Hoods | Undercabinet | Venmar Ventilation ULC | Venmar | VBLDF130SS | 30 | 0 |  | 7" | Vertical | WS | 0.033 | 140 | 2 | 28.7 | 4.8 | NO | N/A | N/A | N/A | N/A | N/A | 4507983
| Kitchen Range Hoods | Undercabinet | Venmar Ventilation ULC | Venmar | VBLDF130SS | 30 | 0 |  | 7" | Vertical | HS | 0.1 | 260 | 5.5 | 61.7 | 4.2 | NO | N/A | N/A | N/A | N/A | N/A | 4507983
| Kitchen Range Hoods | Undercabinet | Venmar Ventilation ULC | Venmar | VBLDF130SS | 30 | 0 |  | 3 1/4" X 10" | Horizontal | HS | 0.25 | 160 |  |  |  | NO | N/A | N/A | N/A | N/A | N/A | 4507983
| Kitchen Range Hoods | Undercabinet | Venmar Ventilation ULC | Venmar | VBLDF130SS | 30 | 0 |  | 3 1/4" X 10" | Vertical | HS | 0.25 | 150 |  |  |  | NO | N/A | N/A | N/A | N/A | N/A | 4507983
| Kitchen Range Hoods | Undercabinet | Venmar Ventilation ULC | Venmar | VBLDF130SS | 30 | 0 |  | 7" | Vertical | HS | 0.25 | 115 |  |  |  | NO | N/A | N/A | N/A | N/A | N/A | 4507983
| Kitchen Range Hoods | Undercabinet | Venmar Ventilation ULC | Venmar | VBLDF130WW | 30 | 0 |  | 3 1/4" X 10" | Horizontal | WS | 0.027 | 110 | 1.5 | 28.7 | 3.8 | NO | N/A | N/A | N/A | N/A | N/A | 4507982
| Kitchen Range Hoods | Undercabinet | Venmar Ventilation ULC | Venmar | VBLDF130WW | 30 | 0 |  | 3 1/4" X 10" | Horizontal | HS | 0.1 | 240 | 6 | 62.9 | 3.8 | NO | N/A | N/A | N/A | N/A | N/A | 4507982
| Kitchen Range Hoods | Undercabinet | Venmar Ventilation ULC | Venmar | VBLDF130WW | 30 | 0 |  | 3 1/4" X 10" | Vertical | WS | 0.031 | 130 | 1.5 | 28.6 | 4.5 | NO | N/A | N/A | N/A | N/A | N/A | 4507982
| Kitchen Range Hoods | Undercabinet | Venmar Ventilation ULC | Venmar | VBLDF130WW | 30 | 0 |  | 3 1/4" X 10" | Vertical | HS | 0.1 | 240 | 6 | 62.3 | 3.8 | NO | N/A | N/A | N/A | N/A | N/A | 4507982
| Kitchen Range Hoods | Undercabinet | Venmar Ventilation ULC | Venmar | VBLDF130WW | 30 | 0 |  | 7" | Vertical | WS | 0.033 | 140 | 2 | 28.7 | 4.8 | NO | N/A | N/A | N/A | N/A | N/A | 4507982
| Kitchen Range Hoods | Undercabinet | Venmar Ventilation ULC | Venmar | VBLDF130WW | 30 | 0 |  | 7" | Vertical | HS | 0.1 | 260 | 5.5 | 61.7 | 4.2 | NO | N/A | N/A | N/A | N/A | N/A | 4507982
| Kitchen Range Hoods | Undercabinet | Venmar Ventilation ULC | Venmar | VBLDF130WW | 30 | 0 |  | 3 1/4" X 10" | Horizontal | HS | 0.25 | 160 |  |  |  | NO | N/A | N/A | N/A | N/A | N/A | 4507982
| Kitchen Range Hoods | Undercabinet | Venmar Ventilation ULC | Venmar | VBLDF130WW | 30 | 0 |  | 3 1/4" X 10" | Vertical | HS | 0.25 | 150 |  |  |  | NO | N/A | N/A | N/A | N/A | N/A | 4507982
| Kitchen Range Hoods | Undercabinet | Venmar Ventilation ULC | Venmar | VBLDF130WW | 30 | 0 |  | 7" | Vertical | HS | 0.25 | 115 |  |  |  | NO | N/A | N/A | N/A | N/A | N/A | 4507982
| Kitchen Range Hoods |  | Venmar Ventilation ULC | Venmar | VBLSH130SS | 30 | 0 |  | 3 1/4" X 10" | Horizontal | WS | 0.029 | 110 | 1.5 | 25.8 | 4.2 | NO | N/A | N/A | N/A | N/A | N/A | 4506898
| Kitchen Range Hoods |  | Venmar Ventilation ULC | Venmar | VBLSH130SS | 30 | 0 |  | 3 1/4" X 10" | Horizontal | HS | 0.1 | 210 | 5 | 50.6 | 4.1 | NO | N/A | N/A | N/A | N/A | N/A | 4506898
| Kitchen Range Hoods |  | Venmar Ventilation ULC | Venmar | VBLSH130SS | 30 | 0 |  | 3 1/4" X 10" | Vertical | WS | 0.034 | 130 | 1.5 | 25.8 | 5.0 | NO | N/A | N/A | N/A | N/A | N/A | 4506898
| Kitchen Range Hoods |  | Venmar Ventilation ULC | Venmar | VBLSH130SS | 30 | 0 |  | 3 1/4" X 10" | Vertical | HS | 0.1 | 220 | 5 | 50.4 | 4.3 | NO | N/A | N/A | N/A | N/A | N/A | 4506898
| Kitchen Range Hoods |  | Venmar Ventilation ULC | Venmar | VBLSH130SS | 30 | 0 |  | 7" | Vertical | WS | 0.035 | 140 | 1.5 | 25.8 | 5.4 | NO | N/A | N/A | N/A | N/A | N/A | 4506898
| Kitchen Range Hoods |  | Venmar Ventilation ULC | Venmar | VBLSH130SS | 30 | 0 |  | 7" | Vertical | HS | 0.1 | 240 | 5 | 49.9 | 4.8 | NO | N/A | N/A | N/A | N/A | N/A | 4506898
| Kitchen Range Hoods |  | Venmar Ventilation ULC | Venmar | VBLSH130SS | 30 | 0 |  | 3 1/4" X 10" | Horizontal | HS | 0.25 | 115 |  |  |  | NO | N/A | N/A | N/A | N/A | N/A | 4506898
| Kitchen Range Hoods |  | Venmar Ventilation ULC | Venmar | VBLSH130SS | 30 | 0 |  | 3 1/4" X 10" | Vertical | HS | 0.25 | 125 |  |  |  | NO | N/A | N/A | N/A | N/A | N/A | 4506898
| Kitchen Range Hoods |  | Venmar Ventilation ULC | Venmar | VBLSH130SS | 30 | 0 |  | 7" | Vertical | HS | 0.25 | 100 |  |  |  | NO | N/A | N/A | N/A | N/A | N/A | 4506898
| Kitchen Range Hoods |  | Venmar Ventilation ULC | Venmar | VBLSH130WW | 30 | 0 |  | 3 1/4" X 10" | Horizontal | WS | 0.029 | 110 | 1.5 | 25.8 | 4.2 | NO | N/A | N/A | N/A | N/A | N/A | 4506899
| Kitchen Range Hoods |  | Venmar Ventilation ULC | Venmar | VBLSH130WW | 30 | 0 |  | 3 1/4" X 10" | Horizontal | HS | 0.1 | 210 | 5 | 50.6 | 4.1 | NO | N/A | N/A | N/A | N/A | N/A | 4506899
| Kitchen Range Hoods |  | Venmar Ventilation ULC | Venmar | VBLSH130WW | 30 | 0 |  | 3 1/4" X 10" | Vertical | WS | 0.034 | 130 | 1.5 | 25.8 | 5.0 | NO | N/A | N/A | N/A | N/A | N/A | 4506899
| Kitchen Range Hoods |  | Venmar Ventilation ULC | Venmar | VBLSH130WW | 30 | 0 |  | 3 1/4" X 10" | Vertical | HS | 0.1 | 220 | 5 | 50.4 | 4.3 | NO | N/A | N/A | N/A | N/A | N/A | 4506899
| Kitchen Range Hoods |  | Venmar Ventilation ULC | Venmar | VBLSH130WW | 30 | 0 |  | 7" | Vertical | WS | 0.035 | 140 | 1.5 | 25.8 | 5.4 | NO | N/A | N/A | N/A | N/A | N/A | 4506899
| Kitchen Range Hoods |  | Venmar Ventilation ULC | Venmar | VBLSH130WW | 30 | 0 |  | 7" | Vertical | HS | 0.1 | 240 | 5 | 49.9 | 4.8 | NO | N/A | N/A | N/A | N/A | N/A | 4506899
| Kitchen Range Hoods |  | Venmar Ventilation ULC | Venmar | VBLSH130WW | 30 | 0 |  | 3 1/4" X 10" | Horizontal | HS | 0.25 | 115 |  |  |  | NO | N/A | N/A | N/A | N/A | N/A | 4506899
| Kitchen Range Hoods |  | Venmar Ventilation ULC | Venmar | VBLSH130WW | 30 | 0 |  | 3 1/4" X 10" | Vertical | HS | 0.25 | 125 |  |  |  | NO | N/A | N/A | N/A | N/A | N/A | 4506899
| Kitchen Range Hoods |  | Venmar Ventilation ULC | Venmar | VBLSH130WW | 30 | 0 |  | 7" | Vertical | HS | 0.25 | 100 |  |  |  | NO | N/A | N/A | N/A | N/A | N/A | 4506899
| Kitchen Range Hoods | Undercabinet | Venmar Ventilation ULC | Venmar | VBNDH130SS | 30 | 0 |  | 3 1/4" X 10" | Horizontal | WS | 0.015 | 150 | 0.4 | 34.8 | 4.3 | NO | N/A | N/A | N/A | N/A | N/A | 4507936
| Kitchen Range Hoods | Undercabinet | Venmar Ventilation ULC | Venmar | VBNDH130SS | 30 | 0 |  | 3 1/4" X 10" | Horizontal | HS | 0.1 | 400 | 5.5 | 131 | 3.0 | NO | N/A | N/A | N/A | N/A | N/A | 4507936
| Kitchen Range Hoods | Undercabinet | Venmar Ventilation ULC | Venmar | VBNDH130SS | 30 | 0 |  | 3 1/4" X 10" | Vertical | WS | 0.016 | 140 | 0.4 | 34.8 | 4.0 | NO | N/A | N/A | N/A | N/A | N/A | 4507936
| Kitchen Range Hoods | Undercabinet | Venmar Ventilation ULC | Venmar | VBNDH130SS | 30 | 0 |  | 3 1/4" X 10" | Vertical | HS | 0.1 | 360 | 6 | 130 | 2.7 | NO | N/A | N/A | N/A | N/A | N/A | 4507936
| Kitchen Range Hoods | Undercabinet | Venmar Ventilation ULC | Venmar | VBNDH130SS | 30 | 0 |  | 7" | Vertical | WS | 0.016 | 150 | 0.4 | 34.7 | 4.3 | NO | N/A | N/A | N/A | N/A | N/A | 4507936
| Kitchen Range Hoods | Undercabinet | Venmar Ventilation ULC | Venmar | VBNDH130SS | 30 | 0 |  | 7" | Vertical | HS | 0.1 | 380 | 5.5 | 129 | 2.9 | NO | N/A | N/A | N/A | N/A | N/A | 4507936
| Kitchen Range Hoods | Undercabinet | Venmar Ventilation ULC | Venmar | VBNDH130SS | 30 | 0 |  | 3 1/4" X 10" | Horizontal | HS | 0.25 | 340 |  |  |  | NO | N/A | N/A | N/A | N/A | N/A | 4507936
| Kitchen Range Hoods | Undercabinet | Venmar Ventilation ULC | Venmar | VBNDH130SS | 30 | 0 |  | 3 1/4" X 10" | Vertical | HS | 0.25 | 310 |  |  |  | NO | N/A | N/A | N/A | N/A | N/A | 4507936
| Kitchen Range Hoods | Undercabinet | Venmar Ventilation ULC | Venmar | VBNDH130SS | 30 | 0 |  | 7" | Vertical | HS | 0.25 | 320 |  |  |  | NO | N/A | N/A | N/A | N/A | N/A | 4507936
| Kitchen Range Hoods | Undercabinet | Venmar Ventilation ULC | Venmar | VBNDH130WW | 30 | 0 |  | 3 1/4" X 10" | Horizontal | WS | 0.015 | 150 | 0.4 | 34.8 | 4.3 | NO | N/A | N/A | N/A | N/A | N/A | 4507937
| Kitchen Range Hoods | Undercabinet | Venmar Ventilation ULC | Venmar | VBNDH130WW | 30 | 0 |  | 3 1/4" X 10" | Horizontal | HS | 0.1 | 400 | 5.5 | 131 | 3.0 | NO | N/A | N/A | N/A | N/A | N/A | 4507937
| Kitchen Range Hoods | Undercabinet | Venmar Ventilation ULC | Venmar | VBNDH130WW | 30 | 0 |  | 3 1/4" X 10" | Vertical | WS | 0.016 | 140 | 0.4 | 34.8 | 4.0 | NO | N/A | N/A | N/A | N/A | N/A | 4507937
| Kitchen Range Hoods | Undercabinet | Venmar Ventilation ULC | Venmar | VBNDH130WW | 30 | 0 |  | 3 1/4" X 10" | Vertical | HS | 0.1 | 360 | 6 | 130 | 2.7 | NO | N/A | N/A | N/A | N/A | N/A | 4507937
| Kitchen Range Hoods | Undercabinet | Venmar Ventilation ULC | Venmar | VBNDH130WW | 30 | 0 |  | 7" | Vertical | WS | 0.016 | 150 | 0.4 | 34.7 | 4.3 | NO | N/A | N/A | N/A | N/A | N/A | 4507937
| Kitchen Range Hoods | Undercabinet | Venmar Ventilation ULC | Venmar | VBNDH130WW | 30 | 0 |  | 7" | Vertical | HS | 0.1 | 380 | 5.5 | 129 | 2.9 | NO | N/A | N/A | N/A | N/A | N/A | 4507937
| Kitchen Range Hoods | Undercabinet | Venmar Ventilation ULC | Venmar | VBNDH130WW | 30 | 0 |  | 3 1/4" X 10" | Horizontal | HS | 0.25 | 340 |  |  |  | NO | N/A | N/A | N/A | N/A | N/A | 4507937
| Kitchen Range Hoods | Undercabinet | Venmar Ventilation ULC | Venmar | VBNDH130WW | 30 | 0 |  | 3 1/4" X 10" | Vertical | HS | 0.25 | 310 |  |  |  | NO | N/A | N/A | N/A | N/A | N/A | 4507937
| Kitchen Range Hoods | Undercabinet | Venmar Ventilation ULC | Venmar | VBNDH130WW | 30 | 0 |  | 7" | Vertical | HS | 0.25 | 320 |  |  |  | NO | N/A | N/A | N/A | N/A | N/A | 4507937
| Kitchen Range Hoods | Undercabinet | Venmar Ventilation ULC | Venmar | VBNLB130SS | 30 | 0 |  | 3 1/4" X 10" | Horizontal | WS | 0.006 | 130 | <0.3 | 33.4 | 3.8 | NO | N/A | N/A | N/A | N/A | N/A | 4507840
| Kitchen Range Hoods | Undercabinet | Venmar Ventilation ULC | Venmar | VBNLB130SS | 30 | 0 |  | 3 1/4" X 10" | Horizontal | HS | 0.1 | 510 | 7.5 | 206 | 2.4 | NO | N/A | N/A | N/A | N/A | N/A | 4507840
| Kitchen Range Hoods | Undercabinet | Venmar Ventilation ULC | Venmar | VBNLB130SS | 30 | 0 |  | 3 1/4" X 10" | Vertical | WS | 0.008 | 130 | <0.3 | 33.4 | 3.8 | NO | N/A | N/A | N/A | N/A | N/A | 4507840
| Kitchen Range Hoods | Undercabinet | Venmar Ventilation ULC | Venmar | VBNLB130SS | 30 | 0 |  | 3 1/4" X 10" | Vertical | HS | 0.1 | 460 | 8 | 201 | 2.2 | NO | N/A | N/A | N/A | N/A | N/A | 4507840
| Kitchen Range Hoods | Undercabinet | Venmar Ventilation ULC | Venmar | VBNLB130SS | 30 | 0 |  | 3 1/4" X 14" | Vertical | WS | 0.008 | 140 | <0.3 | 33.3 | 4.2 | NO | N/A | N/A | N/A | N/A | N/A | 4507840
| Kitchen Range Hoods | Undercabinet | Venmar Ventilation ULC | Venmar | VBNLB130SS | 30 | 0 |  | 3 1/4" X 14" | Vertical | HS | 0.1 | 520 | 8 | 208 | 2.5 | NO | N/A | N/A | N/A | N/A | N/A | 4507840
| Kitchen Range Hoods | Undercabinet | Venmar Ventilation ULC | Venmar | VBNLB130SS | 30 | 0 |  | 7" | Vertical | WS | 0.008 | 140 | <0.3 | 33.3 | 4.2 | NO | N/A | N/A | N/A | N/A | N/A | 4507840
| Kitchen Range Hoods | Undercabinet | Venmar Ventilation ULC | Venmar | VBNLB130SS | 30 | 0 |  | 7" | Vertical | HS | 0.1 | 470 | 7.5 | 205 | 2.2 | NO | N/A | N/A | N/A | N/A | N/A | 4507840
| Kitchen Range Hoods | Undercabinet | Venmar Ventilation ULC | Venmar | VBNLB130SS | 30 | 0 |  | 3 1/4" X 14" | Horizontal | WS | 0.005 | 130 | <0.3 | 33.3 | 3.9 | NO | N/A | N/A | N/A | N/A | N/A | 4507840
| Kitchen Range Hoods | Undercabinet | Venmar Ventilation ULC | Venmar | VBNLB130SS | 30 | 0 |  | 3 1/4" X 14" | Horizontal | HS | 0.1 | 590 | 7.5 | 214 | 2.7 | NO | N/A | N/A | N/A | N/A | N/A | 4507840
| Kitchen Range Hoods | Undercabinet | Venmar Ventilation ULC | Venmar | VBNLB130SS | 30 | 0 |  | 3 1/4" X 10" | Horizontal | HS | 0.25 | 470 |  |  |  | NO | N/A | N/A | N/A | N/A | N/A | 4507840
| Kitchen Range Hoods | Undercabinet | Venmar Ventilation ULC | Venmar | VBNLB130SS | 30 | 0 |  | 3 1/4" X 10" | Vertical | HS | 0.25 | 410 |  |  |  | NO | N/A | N/A | N/A | N/A | N/A | 4507840
| Kitchen Range Hoods | Undercabinet | Venmar Ventilation ULC | Venmar | VBNLB130SS | 30 | 0 |  | 3 1/4" X 14" | Vertical | HS | 0.25 | 470 |  |  |  | NO | N/A | N/A | N/A | N/A | N/A | 4507840
| Kitchen Range Hoods | Undercabinet | Venmar Ventilation ULC | Venmar | VBNLB130SS | 30 | 0 |  | 7" | Vertical | HS | 0.25 | 415 |  |  |  | NO | N/A | N/A | N/A | N/A | N/A | 4507840
| Kitchen Range Hoods | Undercabinet | Venmar Ventilation ULC | Venmar | VBNLB130SS | 30 | 0 |  | 3 1/4" X 14" | Horizontal | HS | 0.25 | 545 |  |  |  | NO | N/A | N/A | N/A | N/A | N/A | 4507840
| Bathroom Exhaust Fans |  | Broan-NuTone LLC | Broan | VC110CCT |  | 0 |  | 4" | Horizontal | HS | 0.1 | 110 | 1.5 | 28 | 3.9 | NO | Yes | Yes | Yes | Yes | Yes | 1007352
| Bathroom Exhaust Fans |  | Broan-NuTone LLC | Broan | VC110CCT |  | 0 |  | 4" | Horizontal | HS | 0.25 | 95 |  |  |  | NO | Yes | Yes | Yes | Yes | Yes | 1007352
| Kitchen Range Hoods | Insert/Power Pack | BSH Home Appliances Corporation | Thermador | VCI3B30ZS | 30 | 0 |  | 6" | Vertical | HS | 0.25 | 235 |  |  |  | NO | N/A | N/A | N/A | N/A | N/A | 4507113
| Kitchen Range Hoods | Insert/Power Pack | BSH Home Appliances Corporation | Thermador | VCI3B30ZS | 30 | 0 |  | 6" | Vertical | HS | 0.1 | 260 | 3.5 | 145 |  | NO | N/A | N/A | N/A | N/A | N/A | 4507113
| Kitchen Range Hoods | Insert/Power Pack | BSH Home Appliances Corporation | Thermador | VCI3B30ZS | 30 | 0 |  | 6" | Vertical | WS | 0.017 | 100 | <0.3 | 38.7 |  | NO | N/A | N/A | N/A | N/A | N/A | 4507113
| Kitchen Range Hoods | Insert/Power Pack | BSH Home Appliances Corporation | Thermador | VCI3B36ZS | 36 | 0 |  | 6" | Vertical | HS | 0.25 | 235 |  |  |  | NO | N/A | N/A | N/A | N/A | N/A | 4507114
| Kitchen Range Hoods | Insert/Power Pack | BSH Home Appliances Corporation | Thermador | VCI3B36ZS | 36 | 0 |  | 6" | Vertical | HS | 0.1 | 260 | 3.5 | 145 |  | NO | N/A | N/A | N/A | N/A | N/A | 4507114
| Kitchen Range Hoods | Insert/Power Pack | BSH Home Appliances Corporation | Thermador | VCI3B36ZS | 36 | 0 |  | 6" | Vertical | WS | 0.017 | 100 | <0.3 | 38.7 |  | NO | N/A | N/A | N/A | N/A | N/A | 4507114
| Kitchen Range Hoods | Insert/Power Pack | BSH Home Appliances Corporation | Thermador | VCI6B30ZS | 36 | 0 |  | 8" | Vertical | HS | 0.25 | 500 |  |  |  | NO | N/A | N/A | N/A | N/A | N/A | 4507044
| Kitchen Range Hoods | Insert/Power Pack | BSH Home Appliances Corporation | Thermador | VCI6B30ZS | 36 | 0 |  | 8" | Vertical | HS | 0.1 | 520 | 10.5 | 345 |  | NO | N/A | N/A | N/A | N/A | N/A | 4507044
| Kitchen Range Hoods | Insert/Power Pack | BSH Home Appliances Corporation | Thermador | VCI6B30ZS | 36 | 0 |  | 8" | Vertical | WS | 0.01 | 170 | 0.8 | 79.7 |  | NO | N/A | N/A | N/A | N/A | N/A | 4507044
| Kitchen Range Hoods | Insert/Power Pack | BSH Home Appliances Corporation | Thermador | VCI6B36ZS | 36 | 0 |  | 8" | Vertical | HS | 0.25 | 500 |  |  |  | NO | N/A | N/A | N/A | N/A | N/A | 4507043
| Kitchen Range Hoods | Insert/Power Pack | BSH Home Appliances Corporation | Thermador | VCI6B36ZS | 36 | 0 |  | 8" | Vertical | HS | 0.1 | 520 | 10.5 | 345 |  | NO | N/A | N/A | N/A | N/A | N/A | 4507043
| Kitchen Range Hoods | Insert/Power Pack | BSH Home Appliances Corporation | Thermador | VCI6B36ZS | 36 | 0 |  | 8" | Vertical | WS | 0.01 | 170 | 0.8 | 79.7 |  | NO | N/A | N/A | N/A | N/A | N/A | 4507043
| Kitchen Range Hoods | Chimney Hood | Venmar Ventilation ULC | Venmar | VCS50030SS | 30 | 0 |  | 3 1/4" X 10" | Horizontal | WS | 0.029 | 260 | 4.5 | 130 | 2.0 | NO | N/A | N/A | N/A | N/A | N/A | 4507746
| Kitchen Range Hoods | Chimney Hood | Venmar Ventilation ULC | Venmar | VCS50030SS | 30 | 0 |  | 3 1/4" X 10" | Horizontal | HS | 0.1 | 480 | 11.5 | 331 | 1.4 | NO | N/A | N/A | N/A | N/A | N/A | 4507746
| Kitchen Range Hoods | Chimney Hood | Venmar Ventilation ULC | Venmar | VCS50030SS | 30 | 0 |  | 3 1/4" X 10" | Vertical | WS | 0.031 | 280 | 4.5 | 131 | 2.1 | NO | N/A | N/A | N/A | N/A | N/A | 4507746
| Kitchen Range Hoods | Chimney Hood | Venmar Ventilation ULC | Venmar | VCS50030SS | 30 | 0 |  | 3 1/4" X 10" | Vertical | HS | 0.1 | 500 | 12 | 326 | 1.5 | NO | N/A | N/A | N/A | N/A | N/A | 4507746
| Kitchen Range Hoods | Chimney Hood | Venmar Ventilation ULC | Venmar | VCS50030SS | 30 | 0 |  | 6" | Vertical | WS | 0.032 | 260 | 4.5 | 133 | 1.9 | NO | N/A | N/A | N/A | N/A | N/A | 4507746
| Kitchen Range Hoods | Chimney Hood | Venmar Ventilation ULC | Venmar | VCS50030SS | 30 | 0 |  | 6" | Vertical | HS | 0.1 | 470 | 11.5 | 324 | 1.4 | NO | N/A | N/A | N/A | N/A | N/A | 4507746
| Kitchen Range Hoods | Chimney Hood | Venmar Ventilation ULC | Venmar | VCS50030SS | 30 | 0 |  | 3 1/4" X 10" | Horizontal | HS | 0.25 | 460 |  |  |  | NO | N/A | N/A | N/A | N/A | N/A | 4507746
| Kitchen Range Hoods | Chimney Hood | Venmar Ventilation ULC | Venmar | VCS50030SS | 30 | 0 |  | 3 1/4" X 10" | Vertical | HS | 0.25 | 480 |  |  |  | NO | N/A | N/A | N/A | N/A | N/A | 4507746
| Kitchen Range Hoods | Chimney Hood | Venmar Ventilation ULC | Venmar | VCS50030SS | 30 | 0 |  | 6" | Vertical | HS | 0.25 | 450 |  |  |  | NO | N/A | N/A | N/A | N/A | N/A | 4507746
| Kitchen Range Hoods | Chimney Hood | Venmar Ventilation ULC | Venmar | VCS50036SS | 36 | 0 |  | 3 1/4" X 10" | Horizontal | WS | 0.029 | 260 | 4.5 | 130 | 2.0 | NO | N/A | N/A | N/A | N/A | N/A | 4507742
| Kitchen Range Hoods | Chimney Hood | Venmar Ventilation ULC | Venmar | VCS50036SS | 36 | 0 |  | 3 1/4" X 10" | Horizontal | HS | 0.1 | 480 | 11.5 | 331 | 1.4 | NO | N/A | N/A | N/A | N/A | N/A | 4507742
| Kitchen Range Hoods | Chimney Hood | Venmar Ventilation ULC | Venmar | VCS50036SS | 36 | 0 |  | 3 1/4" X 10" | Vertical | WS | 0.031 | 280 | 4.5 | 131 | 2.1 | NO | N/A | N/A | N/A | N/A | N/A | 4507742
| Kitchen Range Hoods | Chimney Hood | Venmar Ventilation ULC | Venmar | VCS50036SS | 36 | 0 |  | 3 1/4" X 10" | Vertical | HS | 0.1 | 500 | 12 | 326 | 1.5 | NO | N/A | N/A | N/A | N/A | N/A | 4507742
| Kitchen Range Hoods | Chimney Hood | Venmar Ventilation ULC | Venmar | VCS50036SS | 36 | 0 |  | 6" | Vertical | WS | 0.032 | 260 | 4.5 | 133 | 1.9 | NO | N/A | N/A | N/A | N/A | N/A | 4507742
| Kitchen Range Hoods | Chimney Hood | Venmar Ventilation ULC | Venmar | VCS50036SS | 36 | 0 |  | 6" | Vertical | HS | 0.1 | 470 | 11.5 | 324 | 1.4 | NO | N/A | N/A | N/A | N/A | N/A | 4507742
| Kitchen Range Hoods | Chimney Hood | Venmar Ventilation ULC | Venmar | VCS50036SS | 36 | 0 |  | 3 1/4" X 10" | Horizontal | HS | 0.25 | 460 |  |  |  | NO | N/A | N/A | N/A | N/A | N/A | 4507742
| Kitchen Range Hoods | Chimney Hood | Venmar Ventilation ULC | Venmar | VCS50036SS | 36 | 0 |  | 3 1/4" X 10" | Vertical | HS | 0.25 | 480 |  |  |  | NO | N/A | N/A | N/A | N/A | N/A | 4507742
| Kitchen Range Hoods | Chimney Hood | Venmar Ventilation ULC | Venmar | VCS50036SS | 36 | 0 |  | 6" | Vertical | HS | 0.25 | 450 |  |  |  | NO | N/A | N/A | N/A | N/A | N/A | 4507742
| Kitchen Range Hoods | Chimney Hood | Venmar Ventilation ULC | Venmar | VCS55030BSL | 30 | 0 |  | 3 1/4" X 10" | Horizontal | WS | 0.013 | 190 | 1.5 | 72.8 | 2.6 | NO | N/A | N/A | N/A | N/A | N/A | 4507745
| Kitchen Range Hoods | Chimney Hood | Venmar Ventilation ULC | Venmar | VCS55030BSL | 30 | 0 |  | 3 1/4" X 10" | Horizontal | HS | 0.1 | 550 | 11 | 341 | 1.6 | NO | N/A | N/A | N/A | N/A | N/A | 4507745
| Kitchen Range Hoods | Chimney Hood | Venmar Ventilation ULC | Venmar | VCS55030BSL | 30 | 0 |  | 3 1/4" X 10" | Vertical | WS | 0.013 | 200 | 1.5 | 73.4 | 2.7 | NO | N/A | N/A | N/A | N/A | N/A | 4507745
| Kitchen Range Hoods | Chimney Hood | Venmar Ventilation ULC | Venmar | VCS55030BSL | 30 | 0 |  | 3 1/4" X 10" | Vertical | HS | 0.1 | 550 | 11 | 339 | 1.6 | NO | N/A | N/A | N/A | N/A | N/A | 4507745
| Kitchen Range Hoods | Chimney Hood | Venmar Ventilation ULC | Venmar | VCS55030BSL | 30 | 0 |  | 6" | Vertical | WS | 0.014 | 200 | 1.5 | 74.3 | 2.6 | NO | N/A | N/A | N/A | N/A | N/A | 4507745
| Kitchen Range Hoods | Chimney Hood | Venmar Ventilation ULC | Venmar | VCS55030BSL | 30 | 0 |  | 6" | Vertical | HS | 0.1 | 550 | 11.5 | 345 | 1.5 | NO | N/A | N/A | N/A | N/A | N/A | 4507745
| Kitchen Range Hoods | Chimney Hood | Venmar Ventilation ULC | Venmar | VCS55030BSL | 30 | 0 |  | 3 1/4" X 10" | Horizontal | HS | 0.25 | 530 |  |  |  | NO | N/A | N/A | N/A | N/A | N/A | 4507745
| Kitchen Range Hoods | Chimney Hood | Venmar Ventilation ULC | Venmar | VCS55030BSL | 30 | 0 |  | 3 1/4" X 10" | Vertical | HS | 0.25 | 530 |  |  |  | NO | N/A | N/A | N/A | N/A | N/A | 4507745
| Kitchen Range Hoods | Chimney Hood | Venmar Ventilation ULC | Venmar | VCS55030BSL | 30 | 0 |  | 6" | Vertical | HS | 0.25 | 530 |  |  |  | NO | N/A | N/A | N/A | N/A | N/A | 4507745
| Kitchen Range Hoods | Chimney Hood | Venmar Ventilation ULC | Venmar | VCS55030SSL | 30 | 0 |  | 3 1/4" X 10" | Horizontal | WS | 0.013 | 190 | 1.5 | 72.8 | 2.6 | NO | N/A | N/A | N/A | N/A | N/A | 4507744
| Kitchen Range Hoods | Chimney Hood | Venmar Ventilation ULC | Venmar | VCS55030SSL | 30 | 0 |  | 3 1/4" X 10" | Horizontal | HS | 0.1 | 550 | 11 | 341 | 1.6 | NO | N/A | N/A | N/A | N/A | N/A | 4507744
| Kitchen Range Hoods | Chimney Hood | Venmar Ventilation ULC | Venmar | VCS55030SSL | 30 | 0 |  | 3 1/4" X 10" | Vertical | WS | 0.013 | 200 | 1.5 | 73.4 | 2.7 | NO | N/A | N/A | N/A | N/A | N/A | 4507744
| Kitchen Range Hoods | Chimney Hood | Venmar Ventilation ULC | Venmar | VCS55030SSL | 30 | 0 |  | 3 1/4" X 10" | Vertical | HS | 0.1 | 550 | 11 | 339 | 1.6 | NO | N/A | N/A | N/A | N/A | N/A | 4507744
| Kitchen Range Hoods | Chimney Hood | Venmar Ventilation ULC | Venmar | VCS55030SSL | 30 | 0 |  | 6" | Vertical | WS | 0.014 | 200 | 1.5 | 74.3 | 2.6 | NO | N/A | N/A | N/A | N/A | N/A | 4507744
| Kitchen Range Hoods | Chimney Hood | Venmar Ventilation ULC | Venmar | VCS55030SSL | 30 | 0 |  | 6" | Vertical | HS | 0.1 | 550 | 11.5 | 345 | 1.5 | NO | N/A | N/A | N/A | N/A | N/A | 4507744
| Kitchen Range Hoods | Chimney Hood | Venmar Ventilation ULC | Venmar | VCS55030SSL | 30 | 0 |  | 3 1/4" X 10" | Horizontal | HS | 0.25 | 530 |  |  |  | NO | N/A | N/A | N/A | N/A | N/A | 4507744
| Kitchen Range Hoods | Chimney Hood | Venmar Ventilation ULC | Venmar | VCS55030SSL | 30 | 0 |  | 6" | Vertical | HS | 0.25 | 530 |  |  |  | NO | N/A | N/A | N/A | N/A | N/A | 4507744
| Kitchen Range Hoods | Chimney Hood | Venmar Ventilation ULC | Venmar | VCS55030SSL | 30 | 0 |  | 3 1/4" X 10" | Vertical | HS | 0.25 | 530 |  |  |  | NO | N/A | N/A | N/A | N/A | N/A | 4507744
| Kitchen Range Hoods | Chimney Hood | Venmar Ventilation ULC | Venmar | VCS55036SSL | 36 | 0 |  | 3 1/4" X 10" | Horizontal | WS | 0.013 | 190 | 1.5 | 72.8 | 2.6 | NO | N/A | N/A | N/A | N/A | N/A | 4507743
| Kitchen Range Hoods | Chimney Hood | Venmar Ventilation ULC | Venmar | VCS55036SSL | 36 | 0 |  | 3 1/4" X 10" | Horizontal | HS | 0.1 | 550 | 11 | 341 | 1.6 | NO | N/A | N/A | N/A | N/A | N/A | 4507743
| Kitchen Range Hoods | Chimney Hood | Venmar Ventilation ULC | Venmar | VCS55036SSL | 36 | 0 |  | 3 1/4" X 10" | Vertical | WS | 0.013 | 200 | 1.5 | 73.4 | 2.7 | NO | N/A | N/A | N/A | N/A | N/A | 4507743
| Kitchen Range Hoods | Chimney Hood | Venmar Ventilation ULC | Venmar | VCS55036SSL | 36 | 0 |  | 3 1/4" X 10" | Vertical | HS | 0.1 | 550 | 11 | 339 | 1.6 | NO | N/A | N/A | N/A | N/A | N/A | 4507743
| Kitchen Range Hoods | Chimney Hood | Venmar Ventilation ULC | Venmar | VCS55036SSL | 36 | 0 |  | 6" | Vertical | WS | 0.014 | 200 | 1.5 | 74.3 | 2.6 | NO | N/A | N/A | N/A | N/A | N/A | 4507743
| Kitchen Range Hoods | Chimney Hood | Venmar Ventilation ULC | Venmar | VCS55036SSL | 36 | 0 |  | 6" | Vertical | HS | 0.1 | 550 | 11.5 | 345 | 1.5 | NO | N/A | N/A | N/A | N/A | N/A | 4507743
| Kitchen Range Hoods | Chimney Hood | Venmar Ventilation ULC | Venmar | VCS55036SSL | 36 | 0 |  | 3 1/4" X 10" | Horizontal | HS | 0.25 | 530 |  |  |  | NO | N/A | N/A | N/A | N/A | N/A | 4507743
| Kitchen Range Hoods | Chimney Hood | Venmar Ventilation ULC | Venmar | VCS55036SSL | 36 | 0 |  | 3 1/4" X 10" | Vertical | HS | 0.25 | 530 |  |  |  | NO | N/A | N/A | N/A | N/A | N/A | 4507743
| Kitchen Range Hoods | Chimney Hood | Venmar Ventilation ULC | Venmar | VCS55036SSL | 36 | 0 |  | 6" | Vertical | HS | 0.25 | 530 |  |  |  | NO | N/A | N/A | N/A | N/A | N/A | 4507743
| Inline Fans | Single-port | Delta Electronics Inc. | Delta | VDBFRS200 |  | 0 |  | 6" | Horizontal 13 | HS | 0.4 | 160 |  | 35.2 | 4.5 | Yes | Yes | Yes | Yes | Yes | Yes | 3005150
| Inline Fans | Single-port | Delta Electronics Inc. | Delta | VDBFRS200 |  | 0 |  | 6" | Horizontal 13 | HS | 0.2 | 200 |  | 42 | 4.7 | Yes | Yes | Yes | Yes | Yes | Yes | 3005150
| Inline Fans | Single-port | Delta Electronics Inc. | Delta | VDBFRS200 |  | 0 |  | 6" | Horizontal 13 | 170 CFM | 0.4 | 160 |  | 35.2 | 4.5 | Yes | Yes | Yes | Yes | Yes | Yes | 3005150
| Inline Fans | Single-port | Delta Electronics Inc. | Delta | VDBFRS200 |  | 0 |  | 6" | Horizontal 13 | 170 CFM | 0.2 | 170 |  | 29.3 | 5.8 | Yes | Yes | Yes | Yes | Yes | Yes | 3005150
| Inline Fans | Single-port | Delta Electronics Inc. | Delta | VDBFRS200 |  | 0 |  | 6" | Horizontal 13 | 150 CFM | 0.4 | 150 |  | 33.6 | 4.4 | Yes | Yes | Yes | Yes | Yes | Yes | 3005150
| Inline Fans | Single-port | Delta Electronics Inc. | Delta | VDBFRS200 |  | 0 |  | 6" | Horizontal 13 | 150 CFM | 0.2 | 150 |  | 22.7 | 6.6 | Yes | Yes | Yes | Yes | Yes | Yes | 3005150
| Inline Fans | Single-port | Delta Electronics Inc. | Delta | VDBFRS200 |  | 0 |  | 6" | Horizontal 13 | 130 CFM | 0.4 | 130 |  | 27.7 | 4.6 | Yes | Yes | Yes | Yes | Yes | Yes | 3005150
| Inline Fans | Single-port | Delta Electronics Inc. | Delta | VDBFRS200 |  | 0 |  | 6" | Horizontal 13 | 130 CFM | 0.2 | 130 |  | 19.1 | 6.8 | Yes | Yes | Yes | Yes | Yes | Yes | 3005150
| Inline Fans | Single-port | Delta Electronics Inc. | Delta | VDBFRS200 |  | 0 |  | 6" | Horizontal 13 | 110 CFM | 0.4 | 110 |  | 21.7 | 5.0 | Yes | Yes | Yes | Yes | Yes | Yes | 3005150
| Inline Fans | Single-port | Delta Electronics Inc. | Delta | VDBFRS200 |  | 0 |  | 6" | Horizontal 13 | 110 CFM | 0.2 | 110 |  | 14.1 | 7.8 | Yes | Yes | Yes | Yes | Yes | Yes | 3005150
| Inline Fans | Single-port | Delta Electronics Inc. | Delta | VDBFRS200 |  | 0 |  | 6" | Horizontal 13 | 90 CFM | 0.4 | 90 |  | 17.7 | 5.0 | Yes | Yes | Yes | Yes | Yes | Yes | 3005150
| Inline Fans | Single-port | Delta Electronics Inc. | Delta | VDBFRS200 |  | 0 |  | 6" | Horizontal 13 | 90 CFM | 0.2 | 90 |  | 11.4 | 7.8 | Yes | Yes | Yes | Yes | Yes | Yes | 3005150
| Inline Fans | Single-port | Delta Electronics Inc. | Delta | VDBFRS200 |  | 0 |  | 6" | Horizontal 13 | 70 CFM | 0.4 | 70 |  | 12.8 | 5.4 | Yes | Yes | Yes | Yes | Yes | Yes | 3005150
| Inline Fans | Single-port | Delta Electronics Inc. | Delta | VDBFRS200 |  | 0 |  | 6" | Horizontal 13 | 70 CFM | 0.2 | 70 |  | 8.5 | 8.2 | Yes | Yes | Yes | Yes | Yes | Yes | 3005150
| Inline Fans | Single-port | Delta Electronics Inc. | Delta | VDBFRS200 |  | 0 |  | 6" | Horizontal 13 | 50 CFM | 0.4 | 50 |  | 11.8 | 4.2 | Yes | Yes | Yes | Yes | Yes | Yes | 3005150
| Inline Fans | Single-port | Delta Electronics Inc. | Delta | VDBFRS200 |  | 0 |  | 6" | Horizontal 13 | 50 CFM | 0.2 | 50 |  | 7.2 | 6.9 | Yes | Yes | Yes | Yes | Yes | Yes | 3005150
| Inline Fans | Single-port | Delta Electronics Inc. | Delta | VDBFRS200 |  | 0 |  | 6" | Horizontal 13 | 40 CFM | 0.4 | 40 |  | 9.8 | 4.0 | Yes | Yes | Yes | Yes | Yes | Yes | 3005150
| Inline Fans | Single-port | Delta Electronics Inc. | Delta | VDBFRS200 |  | 0 |  | 6" | Horizontal 13 | 40 CFM | 0.2 | 40 |  | 6.1 | 6.5 | Yes | Yes | Yes | Yes | Yes | Yes | 3005150
| Inline Fans | Single-port | Delta Electronics Inc. | Delta | VDBFRS200 |  | 0 |  | 6" | Horizontal 13 | 30 CFM | 0.4 | 29 |  | 9 | 3.2 | Yes | Yes | Yes | Yes | Yes | Yes | 3005150
| Inline Fans | Single-port | Delta Electronics Inc. | Delta | VDBFRS200 |  | 0 |  | 6" | Horizontal 13 | 30 CFM | 0.2 | 30 |  | 5.2 | 5.7 | Yes | Yes | Yes | Yes | Yes | Yes | 3005150
| Inline Fans | Single-port | Delta Electronics Inc. | Delta | VDBFRS200 |  | 0 |  | 6" | Horizontal | HS | 0.4 | 197 |  | 42 | 4.6 | Yes | Yes | Yes | Yes | Yes | Yes | 3005150
| Inline Fans | Single-port | Delta Electronics Inc. | Delta | VDBFRS200 |  | 0 |  | 6" | Horizontal | HS | 0.2 | 200 |  | 33 | 6.0 | Yes | Yes | Yes | Yes | Yes | Yes | 3005150
| Inline Fans | Single-port | Delta Electronics Inc. | Delta | VDBFRS200 |  | 0 |  | 6" | Horizontal | 170 CFM | 0.4 | 170 |  | 34.9 | 4.8 | Yes | Yes | Yes | Yes | Yes | Yes | 3005150
| Inline Fans | Single-port | Delta Electronics Inc. | Delta | VDBFRS200 |  | 0 |  | 6" | Horizontal | 170 CFM | 0.2 | 170 |  | 23.5 | 7.2 | Yes | Yes | Yes | Yes | Yes | Yes | 3005150
| Inline Fans | Single-port | Delta Electronics Inc. | Delta | VDBFRS200 |  | 0 |  | 6" | Horizontal | 150 CFM | 0.4 | 150 |  | 29 | 5.1 | Yes | Yes | Yes | Yes | Yes | Yes | 3005150
| Inline Fans | Single-port | Delta Electronics Inc. | Delta | VDBFRS200 |  | 0 |  | 6" | Horizontal | 150 CFM | 0.2 | 150 |  | 18.8 | 7.9 | Yes | Yes | Yes | Yes | Yes | Yes | 3005150
| Inline Fans | Single-port | Delta Electronics Inc. | Delta | VDBFRS200 |  | 0 |  | 6" | Horizontal | 130 CFM | 0.4 | 129 |  | 22.5 | 5.7 | Yes | Yes | Yes | Yes | Yes | Yes | 3005150
| Inline Fans | Single-port | Delta Electronics Inc. | Delta | VDBFRS200 |  | 0 |  | 6" | Horizontal | 130 CFM | 0.2 | 130 |  | 16.2 | 8.0 | Yes | Yes | Yes | Yes | Yes | Yes | 3005150
| Inline Fans | Single-port | Delta Electronics Inc. | Delta | VDBFRS200 |  | 0 |  | 6" | Horizontal | 110 CFM | 0.4 | 110 |  | 19.5 | 5.6 | Yes | Yes | Yes | Yes | Yes | Yes | 3005150
| Inline Fans | Single-port | Delta Electronics Inc. | Delta | VDBFRS200 |  | 0 |  | 6" | Horizontal | 110 CFM | 0.2 | 110 |  | 11.7 | 9.4 | Yes | Yes | Yes | Yes | Yes | Yes | 3005150
| Inline Fans | Single-port | Delta Electronics Inc. | Delta | VDBFRS200 |  | 0 |  | 6" | Horizontal | 90 CFM | 0.4 | 90 |  | 15.9 | 5.6 | Yes | Yes | Yes | Yes | Yes | Yes | 3005150
| Inline Fans | Single-port | Delta Electronics Inc. | Delta | VDBFRS200 |  | 0 |  | 6" | Horizontal | 90 CFM | 0.2 | 90 |  | 10 | 9.0 | Yes | Yes | Yes | Yes | Yes | Yes | 3005150
| Inline Fans | Single-port | Delta Electronics Inc. | Delta | VDBFRS200 |  | 0 |  | 6" | Horizontal | 70 CFM | 0.4 | 70 |  | 13 | 5.3 | Yes | Yes | Yes | Yes | Yes | Yes | 3005150
| Inline Fans | Single-port | Delta Electronics Inc. | Delta | VDBFRS200 |  | 0 |  | 6" | Horizontal | 70 CFM | 0.2 | 70 |  | 8 | 8.7 | Yes | Yes | Yes | Yes | Yes | Yes | 3005150
| Inline Fans | Single-port | Delta Electronics Inc. | Delta | VDBFRS200 |  | 0 |  | 6" | Horizontal | 50 CFM | 0.4 | 47 |  | 10.5 | 4.4 | Yes | Yes | Yes | Yes | Yes | Yes | 3005150
| Inline Fans | Single-port | Delta Electronics Inc. | Delta | VDBFRS200 |  | 0 |  | 6" | Horizontal | 50 CFM | 0.2 | 50 |  | 6.3 | 7.9 | Yes | Yes | Yes | Yes | Yes | Yes | 3005150
| Inline Fans | Single-port | Delta Electronics Inc. | Delta | VDBFRS200 |  | 0 |  | 6" | Horizontal | 40 CFM | 0.4 | 40 |  | 9.2 | 4.3 | Yes | Yes | Yes | Yes | Yes | Yes | 3005150
| Inline Fans | Single-port | Delta Electronics Inc. | Delta | VDBFRS200 |  | 0 |  | 6" | Horizontal | 40 CFM | 0.2 | 40 |  | 5.4 | 7.4 | Yes | Yes | Yes | Yes | Yes | Yes | 3005150
| Inline Fans | Single-port | Delta Electronics Inc. | Delta | VDBFRS200 |  | 0 |  | 6" | Horizontal | 30 CFM | 0.4 | 30 |  | 8.5 | 3.5 | Yes | Yes | Yes | Yes | Yes | Yes | 3005150
| Inline Fans | Single-port | Delta Electronics Inc. | Delta | VDBFRS200 |  | 0 |  | 6" | Horizontal | 30 CFM | 0.2 | 30 |  | 4.7 | 6.3 | Yes | Yes | Yes | Yes | Yes | Yes | 3005150
| Inline Fans | Single-port | Delta Electronics Inc. | Delta | VDBFRS200HT |  | 0 |  | 6" | Horizontal 13 | 30 CFM | 0.4 | 30 |  | 12.3 | 2.4 | Yes | Yes | Yes | Yes | Yes | Yes | 3005170
| Inline Fans | Single-port | Delta Electronics Inc. | Delta | VDBFRS200HT |  | 0 |  | 6" | Horizontal 13 | 30 CFM | 0.2 | 30 |  | 8.6 | 3.4 | Yes | Yes | Yes | Yes | Yes | Yes | 3005170
| Inline Fans | Single-port | Delta Electronics Inc. | Delta | VDBFRS200HT |  | 0 |  | 6" | Horizontal 13 | 40 CFM | 0.2 | 40 |  | 9.1 | 4.3 | Yes | Yes | Yes | Yes | Yes | Yes | 3005170
| Inline Fans | Single-port | Delta Electronics Inc. | Delta | VDBFRS200HT |  | 0 |  | 6" | Horizontal 13 | 40 CFM | 0.4 | 40 |  | 13.6 | 2.9 | Yes | Yes | Yes | Yes | Yes | Yes | 3005170
| Inline Fans | Single-port | Delta Electronics Inc. | Delta | VDBFRS200HT |  | 0 |  | 6" | Horizontal 13 | 50 CFM | 0.2 | 50 |  | 10.3 | 4.8 | Yes | Yes | Yes | Yes | Yes | Yes | 3005170
| Inline Fans | Single-port | Delta Electronics Inc. | Delta | VDBFRS200HT |  | 0 |  | 6" | Horizontal 13 | 50 CFM | 0.4 | 50 |  | 14.7 | 3.4 | Yes | Yes | Yes | Yes | Yes | Yes | 3005170
| Inline Fans | Single-port | Delta Electronics Inc. | Delta | VDBFRS200HT |  | 0 |  | 6" | Horizontal 13 | 70 CFM | 0.2 | 70 |  | 12 | 5.8 | Yes | Yes | Yes | Yes | Yes | Yes | 3005170
| Inline Fans | Single-port | Delta Electronics Inc. | Delta | VDBFRS200HT |  | 0 |  | 6" | Horizontal 13 | 70 CFM | 0.4 | 70 |  | 17.3 | 4.0 | Yes | Yes | Yes | Yes | Yes | Yes | 3005170
| Inline Fans | Single-port | Delta Electronics Inc. | Delta | VDBFRS200HT |  | 0 |  | 6" | Horizontal 13 | 90 CFM | 0.2 | 90 |  | 14.1 | 6.3 | Yes | Yes | Yes | Yes | Yes | Yes | 3005170
| Inline Fans | Single-port | Delta Electronics Inc. | Delta | VDBFRS200HT |  | 0 |  | 6" | Horizontal 13 | 90 CFM | 0.4 | 90 |  | 21.3 | 4.2 | Yes | Yes | Yes | Yes | Yes | Yes | 3005170
| Inline Fans | Single-port | Delta Electronics Inc. | Delta | VDBFRS200HT |  | 0 |  | 6" | Horizontal 13 | 110 CFM | 0.2 | 110 |  | 17.2 | 6.3 | Yes | Yes | Yes | Yes | Yes | Yes | 3005170
| Inline Fans | Single-port | Delta Electronics Inc. | Delta | VDBFRS200HT |  | 0 |  | 6" | Horizontal 13 | 110 CFM | 0.4 | 110 |  | 25.7 | 4.2 | Yes | Yes | Yes | Yes | Yes | Yes | 3005170
| Inline Fans | Single-port | Delta Electronics Inc. | Delta | VDBFRS200HT |  | 0 |  | 6" | Horizontal 13 | 130 CFM | 0.2 | 130 |  | 19.9 | 6.5 | Yes | Yes | Yes | Yes | Yes | Yes | 3005170
| Inline Fans | Single-port | Delta Electronics Inc. | Delta | VDBFRS200HT |  | 0 |  | 6" | Horizontal 13 | 130 CFM | 0.4 | 130 |  | 30.2 | 4.3 | Yes | Yes | Yes | Yes | Yes | Yes | 3005170
| Inline Fans | Single-port | Delta Electronics Inc. | Delta | VDBFRS200HT |  | 0 |  | 6" | Horizontal 13 | 150 CFM | 0.2 | 150 |  | 24.5 | 6.1 | Yes | Yes | Yes | Yes | Yes | Yes | 3005170
| Inline Fans | Single-port | Delta Electronics Inc. | Delta | VDBFRS200HT |  | 0 |  | 6" | Horizontal 13 | 150 CFM | 0.4 | 150 |  | 34.5 | 4.3 | Yes | Yes | Yes | Yes | Yes | Yes | 3005170
| Inline Fans | Single-port | Delta Electronics Inc. | Delta | VDBFRS200HT |  | 0 |  | 6" | Horizontal 13 | 170 CFM | 0.2 | 170 |  | 31.6 | 5.3 | Yes | Yes | Yes | Yes | Yes | Yes | 3005170
| Inline Fans | Single-port | Delta Electronics Inc. | Delta | VDBFRS200HT |  | 0 |  | 6" | Horizontal 13 | 170 CFM | 0.4 | 170 |  | 41.1 | 4.1 | Yes | Yes | Yes | Yes | Yes | Yes | 3005170
| Inline Fans | Single-port | Delta Electronics Inc. | Delta | VDBFRS200HT |  | 0 |  | 6" | Horizontal 13 | 200 CFM | 0.2 | 200 |  | 42.6 | 4.6 | Yes | Yes | Yes | Yes | Yes | Yes | 3005170
| Inline Fans | Single-port | Delta Electronics Inc. | Delta | VDBFRS200HT |  | 0 |  | 6" | Horizontal 13 | 200 CFM | 0.4 | 180 |  | 51.4 | 3.5 | Yes | Yes | Yes | Yes | Yes | Yes | 3005170
| Remote Exterior Mounted Ventilators (REMV) |  | Viking Range | Viking | VDVE900 |  | 0 |  | 10" | Direct | HS | 0.1 | 840 |  | 532 | 1.5 | NO | No | No | No | No | No | 6000140
| Remote Exterior Mounted Ventilators (REMV) |  | Viking Range | Viking | VDVE900 |  | 0 |  | 10" | Direct | HS | 0.03 | 860 |  | 541 |  | NO | No | No | No | No | No | 6000140
| Inline Fans | Single-port | Viking Range | Viking | VDVI600 |  | 0 |  | 8" | Direct | HS | 0.2 | 600 |  | 358 |  | NO | No | No | No | No | No | 3005206
| Downdraft Kitchen Ventilators |  | Viking Range | Viking | VDVI600 with a Compatible Downdraft Intake |  | 0 |  | 8" | Front | WS | 0.015 | 190 | 0.9 | 73.2 |  | NO | N/A | N/A | N/A | N/A | N/A | 1504007
| Downdraft Kitchen Ventilators |  | Viking Range | Viking | VDVI600 with a Compatible Downdraft Intake |  | 0 |  | 8" | Front | HS | 0.25 | 480 |  |  |  | NO | N/A | N/A | N/A | N/A | N/A | 1504007
| Downdraft Kitchen Ventilators |  | Viking Range | Viking | VDVI600 with a Compatible Downdraft Intake |  | 0 |  | 8" | Front | HS | 0.1 | 500 | 9 | 322 |  | NO | N/A | N/A | N/A | N/A | N/A | 1504007
<font color=red>New</font> | Other Room Exhaust Fans |  | Vents-US | Blauberg | VENTO Expert A50-1 Pro |  | 0 |  | 6" | Horizontal | HS | 0.03 | 30 | 1.3 | 6 | 5.0 | NO | Yes | Yes | No | Yes | Yes | 5004331
<font color=red>New</font> | Other Room Exhaust Fans |  | Vents-US | Blauberg | VENTO Expert A50-1 Pro |  | 0 |  | 6" | Horizontal | HS | 0.03 | 28 | 1.3 | 6.3 | 4.4 | NO | Yes | Yes | No | Yes | Yes | 5004331
<font color=red>New</font> | Other Room Exhaust Fans |  | Vents-US | Blauberg | VENTO Expert A50-1 Pro |  | 0 |  | 6" | Horizontal | LS | 0.03 | 0 | 0.3 | 3.8 | 0.0 | NO | Yes | Yes | No | Yes | Yes | 5004331
<font color=red>New</font> | Other Room Exhaust Fans |  | Vents-US | Blauberg | VENTO Expert A50-1 Pro |  | 0 |  | 6" | Horizontal | MS | 0.03 | 13 | 0.3 | 4.6 | 2.8 | NO | Yes | Yes | No | Yes | Yes | 5004331
<font color=red>New</font> | Other Room Exhaust Fans |  | Vents-US | Blauberg | VENTO Expert A50-1 Pro |  | 0 |  | 6" | Horizontal | LS | 0.03 | 1 | 0.3 | 3.7 | 0.2 | NO | Yes | Yes | No | Yes | Yes | 5004331
<font color=red>New</font> | Other Room Exhaust Fans |  | Vents-US | Blauberg | VENTO Expert A50-1 Pro |  | 0 |  | 6" | Horizontal | MS | 0.03 | 15 | 0.3 | 4.5 | 3.3 | NO | Yes | Yes | No | Yes | Yes | 5004331
<font color=red>New</font> | Other Room Exhaust Fans |  | Vents-US | Blauberg | VENTO Expert A85-1 W |  | 0 |  | 6" | Horizontal | HS | 0.03 | 31 | 1.5 | 7 | 4.4 | NO | No | No | No | No | Yes | 5004332
<font color=red>New</font> | Other Room Exhaust Fans |  | Vents-US | Blauberg | VENTO Expert A85-1 W |  | 0 |  | 6" | Horizontal | BS | 0.03 | 44 | 3 | 11 | 4.0 | NO | No | No | No | No | Yes | 5004332
<font color=red>New</font> | Other Room Exhaust Fans |  | Vents-US | Blauberg | VENTO Expert A85-1 W |  | 0 |  | 6" | Horizontal | BS | 0.03 | 45 | 2.5 | 11 | 4.0 | NO | No | No | No | No | Yes | 5004332
<font color=red>New</font> | Other Room Exhaust Fans |  | Vents-US | Blauberg | VENTO Expert A85-1 W |  | 0 |  | 6" | Horizontal | HS | 0.03 | 32 | 1.5 | 7 | 4.5 | NO | No | No | No | No | Yes | 5004332
<font color=red>New</font> | Other Room Exhaust Fans |  | Vents-US | Blauberg | VENTO Expert A85-1 W |  | 0 |  | 6" | Horizontal | MS | 0.03 | 19 | 0.4 | 4 | 4.7 | NO | No | No | No | No | Yes | 5004332
<font color=red>New</font> | Other Room Exhaust Fans |  | Vents-US | Blauberg | VENTO Expert A85-1 W |  | 0 |  | 6" | Horizontal | LS | 0.03 | 6 | <0.3 | 3 | 2.0 | NO | No | No | No | No | Yes | 5004332
<font color=red>New</font> | Other Room Exhaust Fans |  | Vents-US | Blauberg | VENTO Expert A85-1 W |  | 0 |  | 6" | Horizontal | MS | 0.03 | 17 | 0.3 | 4 | 4.2 | NO | No | No | No | No | Yes | 5004332
<font color=red>New</font> | Other Room Exhaust Fans |  | Vents-US | Blauberg | VENTO Expert A85-1 W |  | 0 |  | 6" | Horizontal | LS | 0.03 | 6 | <0.3 | 3 | 2.0 | NO | No | No | No | No | Yes | 5004332
| Bathroom Exhaust Fans |  | VisperTechnology Inc. | Visper | VF60110VS1 |  | 0 |  | 4" | Horizontal Exhaust | 100 CFM | 0.25 | 90 |  | 14 | 6.4 | Yes | Yes | Yes | Yes | Yes | Yes | 1008616
| Bathroom Exhaust Fans |  | VisperTechnology Inc. | Visper | VF60110VS1 |  | 0 |  | 4" | Horizontal Exhaust | 80 CFM | 0.1 | 80 | 0.7 | 8.6 | 9.3 | Yes | Yes | Yes | Yes | Yes | Yes | 1008616
| Bathroom Exhaust Fans |  | VisperTechnology Inc. | Visper | VF60110VS1 |  | 0 |  | 4" | Horizontal Exhaust | 50 CFM | 0.1 | 60 | <0.3 | 4.9 | 12.2 | Yes | Yes | Yes | Yes | Yes | Yes | 1008616
| Bathroom Exhaust Fans |  | VisperTechnology Inc. | Visper | VF60110VS1 |  | 0 |  | 4" | Horizontal Exhaust | 100 CFM | 0.1 | 100 | 1.2 | 12.6 | 7.9 | Yes | Yes | Yes | Yes | Yes | Yes | 1008616
| Bathroom Exhaust Fans |  | Delta Electronics Inc. | Delta | VFB25ADBT |  | 0 |  | 4" | Horizontal | HS | 0.25 | 81 | 1.5 | 15 | 5.4 | Yes | Yes | Yes | Yes | Yes | Yes | 1004630
| Bathroom Exhaust Fans |  | Delta Electronics Inc. | Delta | VFB25ADBT |  | 0 |  | 4" | Horizontal | HS | 0.1 | 110 | 1 | 14.2 | 7.7 | Yes | Yes | Yes | Yes | Yes | Yes | 1004630
| Bathroom Exhaust Fans |  | Delta Electronics Inc. | Delta | VFB25AEH |  | 0 |  | 4" | Horizontal | HS | 0.1 | 130 | 2 | 22 | 5.9 | Yes | Yes | Yes | Yes | Yes | Yes | 1004159
| Bathroom Exhaust Fans |  | Delta Electronics Inc. | Delta | VFB25AEH |  | 0 |  | 4" | Horizontal | HS | 0.25 | 105 |  | 22 | 4.7 | Yes | Yes | Yes | Yes | Yes | Yes | 1004159
| Kitchen Range Hoods | Power Unit | Viking Range | Viking | VINV1200 with compatible hood | 30 | 0 |  | 10" | Vertical | HS | 0.1 | 1090 | 11 | 686 | 1.5 | NO | N/A | N/A | N/A | N/A | N/A | 4508154
| Kitchen Range Hoods | Power Unit | Viking Range | Viking | VINV1200 with compatible hood | 30 | 0 |  | 10" | Vertical | WS | 0.017 | 440 | 2 | 213 |  | NO | N/A | N/A | N/A | N/A | N/A | 4508154
| Kitchen Range Hoods | Power Unit | Viking Range | Viking | VINV1200 with compatible hood | 30 | 0 |  | 10" | Vertical | HS | 0.25 | 1050 |  |  |  | NO | N/A | N/A | N/A | N/A | N/A | 4508154
| Kitchen Range Hoods | Power Unit | Viking Range | Viking | VINV300 With compatible hood | 36 | 0 |  | 7" | Vertical | HS | 0.1 | 280 | 3 | 129 | 2.1 | NO | N/A | N/A | N/A | N/A | N/A | 4508130
| Kitchen Range Hoods | Power Unit | Viking Range | Viking | VINV300 With compatible hood | 36 | 0 |  | 7" | Vertical | HS | 0.25 | 260 |  |  |  | NO | N/A | N/A | N/A | N/A | N/A | 4508130
| Kitchen Range Hoods | Power Unit | Viking Range | Viking | VINV300 With compatible hood | 36 | 0 |  | 7" | Vertical | WS | 0.015 | 110 | 0.3 | 40.7 |  | NO | N/A | N/A | N/A | N/A | N/A | 4508130
| Kitchen Range Hoods | Power Unit | Viking Range | Viking | VINV600 With compatible hood | 36 | 0 |  | 7" | Vertical | HS | 0.1 | 540 | 9.5 | 329 | 1.6 | NO | N/A | N/A | N/A | N/A | N/A | 4508131
| Kitchen Range Hoods | Power Unit | Viking Range | Viking | VINV600 With compatible hood | 36 | 0 |  | 7" | Vertical | HS | 0.25 | 525 |  |  |  | NO | N/A | N/A | N/A | N/A | N/A | 4508131
| Kitchen Range Hoods | Power Unit | Viking Range | Viking | VINV600 With compatible hood | 36 | 0 |  | 7" | Vertical | WS | 0.022 | 250 | 2.5 | 119 |  | NO | N/A | N/A | N/A | N/A | N/A | 4508131
| Inline Fans | Single-port | Vents-US | Vents | VK 125 |  | 0 |  | 5" | Horizontal | HS | 0.2 | 179 |  | 72.7 | 2.4 | NO | No | No | No | No | No | 3005227
| Inline Fans | Single-port | Vents-US | Vents | VK 125 PS |  | 0 |  | 5" | Horizontal | HS | 0.2 | 179 |  | 72.7 | 2.4 | NO | No | No | No | No | No | 3005253
| Inline Fans | Single-port | Vents-US | Vents | VK 150 |  | 0 |  | 6" | Horizontal | HS | 0.2 | 290 |  | 93 | 3.1 | NO | Yes | Yes | Yes | No | No | 3004907
| Inline Fans | Single-port | Vents-US | Vents | VK 150 |  | 0 |  | 6" | Horizontal | HS | 0.4 | 255 |  | 94 | 2.7 | NO | Yes | Yes | Yes | No | No | 3004907
| Inline Fans | Single-port | Vents-US | Vents | VK 150 |  | 0 |  | 6" | Horizontal | HS | 0.6 | 222 |  | 94 | 2.3 | NO | Yes | Yes | Yes | No | No | 3004907
| Inline Fans | Multi-port | Vents-US | Vents | VK 200 |  | 0 |  | 8" | Horizontal | HS | 0.2 | 520 |  | 149 | 3.4 | NO | Yes | Yes | Yes | No | No | 3004908
| Inline Fans | Multi-port | Vents-US | Vents | VK 200 |  | 0 |  | 8" | Horizontal | HS | 0.4 | 472 |  | 152 | 3.1 | NO | Yes | Yes | Yes | No | No | 3004908
| Inline Fans | Multi-port | Vents-US | Vents | VK 200 |  | 0 |  | 8" | Horizontal | HS | 0.6 | 424 |  | 155 | 2.7 | NO | Yes | Yes | Yes | No | No | 3004908
| Inline Fans | Single-port | Vents-US | Vents | VK 250 |  | 0 |  | 10" | Horizontal | HS | 0.2 | 620 |  | 266 | 2.3 | NO | No | No | No | No | No | 3004909
| Inline Fans | Single-port | Vents-US | Vents | VK 250 |  | 0 |  | 10" | Horizontal | HS | 0.4 | 551 |  | 271 | 2.0 | NO | No | No | No | No | No | 3004909
| Inline Fans | Single-port | Vents-US | Vents | VK 250 |  | 0 |  | 10" | Horizontal | HS | 0.6 | 487 |  | 273 | 1.7 | NO | No | No | No | No | No | 3004909
| Inline Fans | Single-port | Vents-US | Vents | VK 315 |  | 0 |  | 12" | Horizontal | HS | 0.2 | 867 |  | 286 | 3.0 | NO | Yes | Yes | Yes | No | No | 3005225
| Inline Fans | Single-port | Vents-US | Vents | VK100 |  | 0 |  | 4" | Horizontal | HS | 0.2 | 176 |  | 88.5 | 1.9 | NO | No | No | No | No | No | 3005196
| Inline Fans | Single-port | Vents-US | Vents | VK100 |  | 0 |  | 4" | Horizontal | HS | 0.4 | 158 |  | 87.4 | 1.8 | NO | No | No | No | No | No | 3005196
| Inline Fans | Single-port | Vents-US | Vents | VK100 |  | 0 |  | 4" | Horizontal | HS | 0.6 | 140 |  | 85.8 | 1.6 | NO | No | No | No | No | No | 3005196
| Inline Fans | Single-port | Vents-US | Vents | VKM 100 |  | 0 |  | 4" | Horizontal | HS | 0.2 | 157 |  | 71 | 2.2 | NO | No | No | No | No | No | 3005222
| Inline Fans | Single-port | Vents-US | Vents | VKM 125 |  | 0 |  | 5" | Horizontal | HS | 0.2 | 200 |  | 72.5 | 2.7 | NO | No | No | No | No | No | 3004757
| Inline Fans | Single-port | Vents-US | Vents | VKM 150 |  | 0 |  | 6" | Horizontal | HS | 0.2 | 420 |  | 150 | 2.7 | NO | Yes | Yes | Yes | No | No | 3004760
| Inline Fans | Single-port | Vents-US | Vents | VKM 200 |  | 0 |  | 8" | Horizontal | HS | 0.2 | 530 |  | 201 | 2.6 | NO | No | No | No | No | No | 3004903
| Inline Fans | Single-port | Vents-US | Vents | VKM 200 |  | 0 |  | 8" Round | Horizontal | HS | 0.4 | 440 |  | 206 | 2.1 | NO | No | No | No | No | No | 3004903
| Inline Fans | Single-port | Vents-US | Vents | VKM 200 |  | 0 |  | 8" | Horizontal | HS | 0.6 | 372 |  | 207 | 1.7 | NO | No | No | No | No | No | 3004903
| Inline Fans | Single-port | Vents-US | Vents | VKM 200 |  | 0 |  | 8" | Horizontal | HS | 1 | 261 |  | 205 | 1.2 | NO | No | No | No | No | No | 3004903
| Inline Fans | Single-port | Vents-US | Vents | VKM 250 |  | 0 |  | 10" | Horizontal | HS | 0.2 | 610 |  | 229 | 2.6 | NO | No | No | No | No | No | 3004920
| Inline Fans | Single-port | Vents-US | Vents | VKM 250 |  | 0 |  | 10" | Horizontal | HS | 0.4 | 525 |  | 231 | 2.2 | NO | No | No | No | No | No | 3004920
| Inline Fans | Single-port | Vents-US | Vents | VKM 250 |  | 0 |  | 10" | Horizontal | HS | 0.6 | 441 |  | 232 | 1.9 | NO | No | No | No | No | No | 3004920
| Inline Fans | Single-port | Vents-US | Vents | VKM 250 |  | 0 |  | 10" | Horizontal | HS | 1 | 315 |  | 231 | 1.3 | NO | No | No | No | No | No | 3004920
| Inline Fans | Single-port | Vents-US | Vents | VKM 305 |  | 0 |  | 12" | Horizontal | HS | 0.2 | 680 |  | 219 | 3.1 | NO | Yes | Yes | Yes | No | No | 3004900
| Inline Fans | Single-port | Vents-US | Vents | VKM 305 |  | 0 |  | 12" | Horizontal | HS | 0.4 | 606 |  | 222 | 2.7 | NO | Yes | Yes | Yes | No | No | 3004900
| Inline Fans | Single-port | Vents-US | Vents | VKM 305 |  | 0 |  | 12" | Horizontal | HS | 0.6 | 521 |  | 224 | 2.3 | NO | Yes | Yes | Yes | No | No | 3004900
| Inline Fans | Single-port | Vents-US | Vents | VKM 305 |  | 0 |  | 12" | Horizontal | HS | 1 | 371 |  | 227 | 1.6 | NO | Yes | Yes | Yes | No | No | 3004900
| Inline Fans | Single-port | Vents-US | Vents | VKP 125 |  | 0 |  | 5" | Horizontal | HS | 0.2 | 200 |  | 66 | 3.0 | NO | Yes | Yes | Yes | No | No | 3004901
| Inline Fans | Single-port | Vents-US | Vents | VKP 125 |  | 0 |  | 5" | Horizontal | HS | 0.4 | 188 |  | 67 | 2.8 | NO | Yes | Yes | Yes | No | No | 3004901
| Inline Fans | Single-port | Vents-US | Vents | VKP 125 |  | 0 |  | 5" | Horizontal | HS | 0.6 | 176 |  | 68 | 2.5 | NO | Yes | Yes | Yes | No | No | 3004901
| Bathroom Exhaust Fans |  | Votatec Group Corp. | Votatec | VO-FN4W14-DC-3SPD |  | 0 |  | 4" | Horizontal | HS | 0.25 | 70 |  |  |  | Yes | Yes | Yes | Yes | Yes | Yes | 1008440
| Bathroom Exhaust Fans |  | Votatec Group Corp. | Votatec | VO-FN4W14-DC-3SPD |  | 0 |  | 4" | Horizontal | HS | 0.1 | 100 | 1.1 | 14 | 7.1 | Yes | Yes | Yes | Yes | Yes | Yes | 1008440
| Bathroom Exhaust Fans |  | Votatec Group Corp. | Votatec | VO-FN4W14-DC-3SPD |  | 0 |  | 4" | Horizontal | MS | 0.1 | 80 | 0.7 | 9 | 8.8 | Yes | Yes | Yes | Yes | Yes | Yes | 1008440
| Bathroom Exhaust Fans |  | Votatec Group Corp. | Votatec | VO-FN4W14-DC-3SPD |  | 0 |  | 4" | Horizontal | LS | 0.1 | 50 | 0.3 | 6 | 8.3 | Yes | Yes | Yes | Yes | Yes | Yes | 1008440
| Bathroom Exhaust Fans |  | Votatec Group Corp. | Votatec | VO-FN4W18-AC-50 |  | 0 |  | 4" | Horizontal | HS | 0.25 | 39 |  |  |  | Yes | Yes | Yes | Yes | Yes | Yes | 1008554
| Bathroom Exhaust Fans |  | Votatec Group Corp. | Votatec | VO-FN4W18-AC-50 |  | 0 |  | 4" | Horizontal | HS | 0.1 | 50 | 1 | 18.3 |  | Yes | Yes | Yes | Yes | Yes | Yes | 1008554
| Bathroom Exhaust Fans |  | Votatec Group Corp. | Votatec | VO-FN4W25-AC-80 |  | 0 |  | 4" | Horizontal | HS | 0.25 | 56 |  |  |  | Yes | Yes | Yes | Yes | Yes | Yes | 1008441
| Bathroom Exhaust Fans |  | Votatec Group Corp. | Votatec | VO-FN4W25-AC-80 |  | 0 |  | 4" | Horizontal | HS | 0.1 | 80 | 0.4 | 25 |  | Yes | Yes | Yes | Yes | Yes | Yes | 1008441
| Bathroom Exhaust Fans |  | Votatec Group Corp. | Votatec | VO-FN4W26-AC-100 |  | 0 |  | 4" | Horizontal | HS | 0.25 | 85 |  |  |  | Yes | Yes | Yes | Yes | Yes | Yes | 1008442
| Bathroom Exhaust Fans |  | Votatec Group Corp. | Votatec | VO-FN4W26-AC-100 |  | 0 |  | 4" | Horizontal | HS | 0.1 | 100 | 0.9 | 26 |  | Yes | Yes | Yes | Yes | Yes | Yes | 1008442
| Bathroom Exhaust Fans |  | Greenheck Fan Corporation | Venco | VQ-AP0511W |  | 0 |  | 6" | Horizontal | 50 CFM | 0.1 | 50 | <0.3 | 5 |  | Yes | Yes | Yes | Yes | Yes | Yes | 1008255
| Bathroom Exhaust Fans |  | Greenheck Fan Corporation | Venco | VQ-AP0511W |  | 0 |  | 6" | Horizontal | 50 CFM | 0.25 | 50 | 0.7 | 8.6 |  | Yes | Yes | Yes | Yes | Yes | Yes | 1008255
| Bathroom Exhaust Fans |  | Greenheck Fan Corporation | Venco | VQ-AP0511W |  | 0 |  | 6" | Horizontal | 50 CFM | 0.4 | 50 | 1.5 | 12.3 |  | Yes | Yes | Yes | Yes | Yes | Yes | 1008255
| Bathroom Exhaust Fans |  | Greenheck Fan Corporation | Venco | VQ-AP0511W |  | 0 |  | 6" | Horizontal | 50 CFM | 0.5 | 50 | 2 | 14.4 |  | Yes | Yes | Yes | Yes | Yes | Yes | 1008255
| Bathroom Exhaust Fans |  | Greenheck Fan Corporation | Venco | VQ-AP0511W |  | 0 |  | 6" | Horizontal | 50 CFM | 0.625 | 50 | 3.5 | 16.4 |  | Yes | Yes | Yes | Yes | Yes | Yes | 1008255
| Bathroom Exhaust Fans |  | Greenheck Fan Corporation | Venco | VQ-AP0511W |  | 0 |  | 6" | Horizontal | 80 CFM | 0.1 | 80 | <0.3 | 7 |  | Yes | Yes | Yes | Yes | Yes | Yes | 1008255
| Bathroom Exhaust Fans |  | Greenheck Fan Corporation | Venco | VQ-AP0511W |  | 0 |  | 6" | Horizontal | 80 CFM | 0.25 | 80 | 0.8 | 11.3 |  | Yes | Yes | Yes | Yes | Yes | Yes | 1008255
| Bathroom Exhaust Fans |  | Greenheck Fan Corporation | Venco | VQ-AP0511W |  | 0 |  | 6" | Horizontal | 80 CFM | 0.4 | 80 | 1.5 | 15.4 |  | Yes | Yes | Yes | Yes | Yes | Yes | 1008255
| Bathroom Exhaust Fans |  | Greenheck Fan Corporation | Venco | VQ-AP0511W |  | 0 |  | 6" | Horizontal | 80 CFM | 0.5 | 74 | 2 | 17 |  | Yes | Yes | Yes | Yes | Yes | Yes | 1008255
| Bathroom Exhaust Fans |  | Greenheck Fan Corporation | Venco | VQ-AP0511W |  | 0 |  | 6" | Horizontal | 80 CFM | 0.625 | 52 | 3 | 16.1 |  | Yes | Yes | Yes | Yes | Yes | Yes | 1008255
| Bathroom Exhaust Fans |  | Greenheck Fan Corporation | Venco | VQ-AP0511W |  | 0 |  | 6" | Horizontal | 110 CFM | 0.4 | 110 | 2 | 21.5 |  | Yes | Yes | Yes | Yes | Yes | Yes | 1008255
| Bathroom Exhaust Fans |  | Greenheck Fan Corporation | Venco | VQ-AP0511W |  | 0 |  | 4" | Horizontal | 50 CFM | 0.25 | 50 | 0.9 | 8.5 |  | Yes | Yes | Yes | Yes | Yes | Yes | 1008255
| Bathroom Exhaust Fans |  | Greenheck Fan Corporation | Venco | VQ-AP0511W |  | 0 |  | 6" | Horizontal | 110 CFM | 0.5 | 75 | 2 | 17.1 |  | Yes | Yes | Yes | Yes | Yes | Yes | 1008255
| Bathroom Exhaust Fans |  | Greenheck Fan Corporation | Venco | VQ-AP0511W |  | 0 |  | 6" | Horizontal | 110 CFM | 0.625 | 54 | 3 | 16.2 |  | Yes | Yes | Yes | Yes | Yes | Yes | 1008255
| Bathroom Exhaust Fans |  | Greenheck Fan Corporation | Venco | VQ-AP0511W |  | 0 |  | 4" | Horizontal | 50 CFM | 0.1 | 50 | <0.3 | 4.8 |  | Yes | Yes | Yes | Yes | Yes | Yes | 1008255
| Bathroom Exhaust Fans |  | Greenheck Fan Corporation | Venco | VQ-AP0511W |  | 0 |  | 4" | Horizontal | 80 CFM | 0.1 | 80 | <0.3 | 7 |  | Yes | Yes | Yes | Yes | Yes | Yes | 1008255
| Bathroom Exhaust Fans |  | Greenheck Fan Corporation | Venco | VQ-AP0511W |  | 0 |  | 4" | Horizontal | 80 CFM | 0.25 | 80 | 0.9 | 11.1 |  | Yes | Yes | Yes | Yes | Yes | Yes | 1008255
| Bathroom Exhaust Fans |  | Greenheck Fan Corporation | Venco | VQ-AP0511W |  | 0 |  | 4" | Horizontal | 110 CFM | 0.25 | 110 | 1.4 | 17.2 |  | Yes | Yes | Yes | Yes | Yes | Yes | 1008255
| Bathroom Exhaust Fans |  | Greenheck Fan Corporation | Venco | VQ-AP0511W |  | 0 |  | 6" | Horizontal | 110 CFM | 0.25 | 110 | 1.1 | 15.5 |  | Yes | Yes | Yes | Yes | Yes | Yes | 1008255
| Bathroom Exhaust Fans |  | Greenheck Fan Corporation | Venco | VQ-AP0511W |  | 0 |  | 6" | Horizontal | 110 CFM | 0.1 | 110 | 0.6 | 10.3 |  | Yes | Yes | Yes | Yes | Yes | Yes | 1008255
| Bathroom Exhaust Fans |  | Greenheck Fan Corporation | Venco | VQ-AP0511W |  | 0 |  | 4" | Horizontal | 110 CFM | 0.1 | 110 | 0.8 | 11.9 |  | Yes | Yes | Yes | Yes | Yes | Yes | 1008255
| Bathroom Exhaust Fans |  | Greenheck Fan Corporation | Venco | VQ-AP0511W-1 |  | 0 |  | 6" | Horizontal | 50 CFM | 0.1 | 50 | <0.3 | 5 |  | Yes | Yes | Yes | Yes | Yes | Yes | 1008334
| Bathroom Exhaust Fans |  | Greenheck Fan Corporation | Venco | VQ-AP0511W-1 |  | 0 |  | 6" | Horizontal | 50 CFM | 0.25 | 50 | 0.7 | 8.6 |  | Yes | Yes | Yes | Yes | Yes | Yes | 1008334
| Bathroom Exhaust Fans |  | Greenheck Fan Corporation | Venco | VQ-AP0511W-1 |  | 0 |  | 6" | Horizontal | 50 CFM | 0.4 | 50 | 1.5 | 12.3 |  | Yes | Yes | Yes | Yes | Yes | Yes | 1008334
| Bathroom Exhaust Fans |  | Greenheck Fan Corporation | Venco | VQ-AP0511W-1 |  | 0 |  | 6" | Horizontal | 50 CFM | 0.5 | 50 | 2 | 14.4 |  | Yes | Yes | Yes | Yes | Yes | Yes | 1008334
| Bathroom Exhaust Fans |  | Greenheck Fan Corporation | Venco | VQ-AP0511W-1 |  | 0 |  | 6" | Horizontal | 50 CFM | 0.625 | 50 | 3.5 | 16.4 |  | Yes | Yes | Yes | Yes | Yes | Yes | 1008334
| Bathroom Exhaust Fans |  | Greenheck Fan Corporation | Venco | VQ-AP0511W-1 |  | 0 |  | 6" | Horizontal | 80 CFM | 0.1 | 80 | <0.3 | 7 |  | Yes | Yes | Yes | Yes | Yes | Yes | 1008334
| Bathroom Exhaust Fans |  | Greenheck Fan Corporation | Venco | VQ-AP0511W-1 |  | 0 |  | 6" | Horizontal | 80 CFM | 0.25 | 80 | 0.8 | 11.3 |  | Yes | Yes | Yes | Yes | Yes | Yes | 1008334
| Bathroom Exhaust Fans |  | Greenheck Fan Corporation | Venco | VQ-AP0511W-1 |  | 0 |  | 6" | Horizontal | 80 CFM | 0.4 | 80 | 1.5 | 15.4 |  | Yes | Yes | Yes | Yes | Yes | Yes | 1008334
| Bathroom Exhaust Fans |  | Greenheck Fan Corporation | Venco | VQ-AP0511W-1 |  | 0 |  | 6" | Horizontal | 80 CFM | 0.5 | 74 | 2 | 17 |  | Yes | Yes | Yes | Yes | Yes | Yes | 1008334
| Bathroom Exhaust Fans |  | Greenheck Fan Corporation | Venco | VQ-AP0511W-1 |  | 0 |  | 6" | Horizontal | 80 CFM | 0.625 | 52 | 3 | 16.1 |  | Yes | Yes | Yes | Yes | Yes | Yes | 1008334
| Bathroom Exhaust Fans |  | Greenheck Fan Corporation | Venco | VQ-AP0511W-1 |  | 0 |  | 4" | Horizontal | 50 CFM | 0.25 | 50 | 0.9 | 8.5 |  | Yes | Yes | Yes | Yes | Yes | Yes | 1008334
| Bathroom Exhaust Fans |  | Greenheck Fan Corporation | Venco | VQ-AP0511W-1 |  | 0 |  | 4" | Horizontal | 50 CFM | 0.1 | 50 | <0.3 | 4.8 |  | Yes | Yes | Yes | Yes | Yes | Yes | 1008334
| Bathroom Exhaust Fans |  | Greenheck Fan Corporation | Venco | VQ-AP0511W-1 |  | 0 |  | 4" | Horizontal | 80 CFM | 0.1 | 80 | <0.3 | 7 |  | Yes | Yes | Yes | Yes | Yes | Yes | 1008334
| Bathroom Exhaust Fans |  | Greenheck Fan Corporation | Venco | VQ-AP0511W-1 |  | 0 |  | 4" | Horizontal | 80 CFM | 0.25 | 80 | 0.9 | 11.1 |  | Yes | Yes | Yes | Yes | Yes | Yes | 1008334
| Bathroom Exhaust Fans |  | Greenheck Fan Corporation | Venco | VQ-AP0511W-1 |  | 0 |  | 6" | Horizontal | 110 CFM | 0.4 | 110 | 2 | 21.5 |  | Yes | Yes | Yes | Yes | Yes | Yes | 1008334
| Bathroom Exhaust Fans |  | Greenheck Fan Corporation | Venco | VQ-AP0511W-1 |  | 0 |  | 6" | Horizontal | 110 CFM | 0.5 | 75 | 2 | 17.1 |  | Yes | Yes | Yes | Yes | Yes | Yes | 1008334
| Bathroom Exhaust Fans |  | Greenheck Fan Corporation | Venco | VQ-AP0511W-1 |  | 0 |  | 6" | Horizontal | 110 CFM | 0.625 | 54 | 3 | 16.2 |  | Yes | Yes | Yes | Yes | Yes | Yes | 1008334
| Bathroom Exhaust Fans |  | Greenheck Fan Corporation | Venco | VQ-AP0511W-1 |  | 0 |  | 4" | Horizontal | 110 CFM | 0.25 | 110 | 1.4 | 17.2 |  | Yes | Yes | Yes | Yes | Yes | Yes | 1008334
| Bathroom Exhaust Fans |  | Greenheck Fan Corporation | Venco | VQ-AP0511W-1 |  | 0 |  | 6" | Horizontal | 110 CFM | 0.25 | 110 | 1.1 | 15.5 |  | Yes | Yes | Yes | Yes | Yes | Yes | 1008334
| Bathroom Exhaust Fans |  | Greenheck Fan Corporation | Venco | VQ-AP0511W-1 |  | 0 |  | 6" | Horizontal | 110 CFM | 0.1 | 110 | 0.6 | 10.3 |  | Yes | Yes | Yes | Yes | Yes | Yes | 1008334
| Bathroom Exhaust Fans |  | Greenheck Fan Corporation | Venco | VQ-AP0511W-1 |  | 0 |  | 4" | Horizontal | 110 CFM | 0.1 | 110 | 0.8 | 11.9 |  | Yes | Yes | Yes | Yes | Yes | Yes | 1008334
| Bathroom Exhaust Fans |  | Greenheck Fan Corporation | Venco | VQ-AP0511WL |  | 0 |  | 4" | Horizontal | 50 CFM | 0.1 | 50 | <0.3 | 5 |  | Yes | Yes | Yes | Yes | Yes | Yes | 1008256
| Bathroom Exhaust Fans |  | Greenheck Fan Corporation | Venco | VQ-AP0511WL |  | 0 |  | 4" | Horizontal | 50 CFM | 0.25 | 50 | 0.7 | 8.6 |  | Yes | Yes | Yes | Yes | Yes | Yes | 1008256
| Bathroom Exhaust Fans |  | Greenheck Fan Corporation | Venco | VQ-AP0511WL |  | 0 |  | 4" | Horizontal | 80 CFM | 0.1 | 80 | 0.4 | 7.7 |  | Yes | Yes | Yes | Yes | Yes | Yes | 1008256
| Bathroom Exhaust Fans |  | Greenheck Fan Corporation | Venco | VQ-AP0511WL |  | 0 |  | 4" | Horizontal | 80 CFM | 0.25 | 80 | 1.5 | 12.4 |  | Yes | Yes | Yes | Yes | Yes | Yes | 1008256
| Bathroom Exhaust Fans |  | Greenheck Fan Corporation | Venco | VQ-AP0511WL |  | 0 |  | 6" | Horizontal | 50 CFM | 0.1 | 50 | <0.3 | 5 |  | Yes | Yes | Yes | Yes | Yes | Yes | 1008256
| Bathroom Exhaust Fans |  | Greenheck Fan Corporation | Venco | VQ-AP0511WL |  | 0 |  | 6" | Horizontal | 50 CFM | 0.25 | 50 | 0.7 | 8.6 |  | Yes | Yes | Yes | Yes | Yes | Yes | 1008256
| Bathroom Exhaust Fans |  | Greenheck Fan Corporation | Venco | VQ-AP0511WL |  | 0 |  | 6" | Horizontal | 50 CFM | 0.4 | 50 | 1.4 | 12.2 |  | Yes | Yes | Yes | Yes | Yes | Yes | 1008256
| Bathroom Exhaust Fans |  | Greenheck Fan Corporation | Venco | VQ-AP0511WL |  | 0 |  | 6" | Horizontal | 50 CFM | 0.5 | 50 | 2 | 14.7 |  | Yes | Yes | Yes | Yes | Yes | Yes | 1008256
| Bathroom Exhaust Fans |  | Greenheck Fan Corporation | Venco | VQ-AP0511WL |  | 0 |  | 6" | Horizontal | 50 CFM | 0.625 | 50 | 2.5 | 16.1 |  | Yes | Yes | Yes | Yes | Yes | Yes | 1008256
| Bathroom Exhaust Fans |  | Greenheck Fan Corporation | Venco | VQ-AP0511WL |  | 0 |  | 6" | Horizontal | 80 CFM | 0.1 | 80 | 0.4 | 7.3 |  | Yes | Yes | Yes | Yes | Yes | Yes | 1008256
| Bathroom Exhaust Fans |  | Greenheck Fan Corporation | Venco | VQ-AP0511WL |  | 0 |  | 6" | Horizontal | 80 CFM | 0.25 | 80 | 1.2 | 11.7 |  | Yes | Yes | Yes | Yes | Yes | Yes | 1008256
| Bathroom Exhaust Fans |  | Greenheck Fan Corporation | Venco | VQ-AP0511WL |  | 0 |  | 6" | Horizontal | 80 CFM | 0.4 | 80 | 2 | 16.1 |  | Yes | Yes | Yes | Yes | Yes | Yes | 1008256
| Bathroom Exhaust Fans |  | Greenheck Fan Corporation | Venco | VQ-AP0511WL |  | 0 |  | 6" | Horizontal | 80 CFM | 0.5 | 69 | 2.5 | 16.7 |  | Yes | Yes | Yes | Yes | Yes | Yes | 1008256
| Bathroom Exhaust Fans |  | Greenheck Fan Corporation | Venco | VQ-AP0511WL |  | 0 |  | 6" | Horizontal | 80 CFM | 0.625 | 50 | 3 | 16 |  | Yes | Yes | Yes | Yes | Yes | Yes | 1008256
| Bathroom Exhaust Fans |  | Greenheck Fan Corporation | Venco | VQ-AP0511WL |  | 0 |  | 6" | Horizontal | 110 CFM | 0.4 | 109 | 2.5 | 21.5 |  | Yes | Yes | Yes | Yes | Yes | Yes | 1008256
| Bathroom Exhaust Fans |  | Greenheck Fan Corporation | Venco | VQ-AP0511WL |  | 0 |  | 6" | Horizontal | 110 CFM | 0.5 | 69 | 2 | 16.6 |  | Yes | Yes | Yes | Yes | Yes | Yes | 1008256
| Bathroom Exhaust Fans |  | Greenheck Fan Corporation | Venco | VQ-AP0511WL |  | 0 |  | 6" | Horizontal | 110 CFM | 0.625 | 50 | 2.5 | 16 |  | Yes | Yes | Yes | Yes | Yes | Yes | 1008256
| Bathroom Exhaust Fans |  | Greenheck Fan Corporation | Venco | VQ-AP0511WL |  | 0 |  | 4" | Horizontal | 110 CFM | 0.25 | 110 | 1.5 | 19.5 |  | Yes | Yes | Yes | Yes | Yes | Yes | 1008256
| Bathroom Exhaust Fans |  | Greenheck Fan Corporation | Venco | VQ-AP0511WL |  | 0 |  | 6" | Horizontal | 110 CFM | 0.25 | 110 | 1.4 | 17.1 |  | Yes | Yes | Yes | Yes | Yes | Yes | 1008256
| Bathroom Exhaust Fans |  | Greenheck Fan Corporation | Venco | VQ-AP0511WL |  | 0 |  | 6" | Horizontal | 110 CFM | 0.1 | 110 | 0.8 | 12.1 |  | Yes | Yes | Yes | Yes | Yes | Yes | 1008256
| Bathroom Exhaust Fans |  | Greenheck Fan Corporation | Venco | VQ-AP0511WL |  | 0 |  | 4" | Horizontal | 110 CFM | 0.1 | 110 | 1.2 | 13.7 |  | Yes | Yes | Yes | Yes | Yes | Yes | 1008256
| Bathroom Exhaust Fans |  | Greenheck Fan Corporation | Venco | VQ-AP0511WL-1 |  | 0 |  | 4" | Horizontal | 50 CFM | 0.1 | 50 | <0.3 | 5 |  | Yes | Yes | Yes | Yes | Yes | Yes | 1008335
| Bathroom Exhaust Fans |  | Greenheck Fan Corporation | Venco | VQ-AP0511WL-1 |  | 0 |  | 4" | Horizontal | 50 CFM | 0.25 | 50 | 0.7 | 8.6 |  | Yes | Yes | Yes | Yes | Yes | Yes | 1008335
| Bathroom Exhaust Fans |  | Greenheck Fan Corporation | Venco | VQ-AP0511WL-1 |  | 0 |  | 4" | Horizontal | 80 CFM | 0.1 | 80 | 0.4 | 7.7 |  | Yes | Yes | Yes | Yes | Yes | Yes | 1008335
| Bathroom Exhaust Fans |  | Greenheck Fan Corporation | Venco | VQ-AP0511WL-1 |  | 0 |  | 4" | Horizontal | 80 CFM | 0.25 | 80 | 1.5 | 12.4 |  | Yes | Yes | Yes | Yes | Yes | Yes | 1008335
| Bathroom Exhaust Fans |  | Greenheck Fan Corporation | Venco | VQ-AP0511WL-1 |  | 0 |  | 6" | Horizontal | 50 CFM | 0.1 | 50 | <0.3 | 5 |  | Yes | Yes | Yes | Yes | Yes | Yes | 1008335
| Bathroom Exhaust Fans |  | Greenheck Fan Corporation | Venco | VQ-AP0511WL-1 |  | 0 |  | 6" | Horizontal | 50 CFM | 0.25 | 50 | 0.7 | 8.6 |  | Yes | Yes | Yes | Yes | Yes | Yes | 1008335
| Bathroom Exhaust Fans |  | Greenheck Fan Corporation | Venco | VQ-AP0511WL-1 |  | 0 |  | 6" | Horizontal | 50 CFM | 0.4 | 50 | 1.4 | 12.2 |  | Yes | Yes | Yes | Yes | Yes | Yes | 1008335
| Bathroom Exhaust Fans |  | Greenheck Fan Corporation | Venco | VQ-AP0511WL-1 |  | 0 |  | 6" | Horizontal | 50 CFM | 0.5 | 50 | 2 | 14.7 |  | Yes | Yes | Yes | Yes | Yes | Yes | 1008335
| Bathroom Exhaust Fans |  | Greenheck Fan Corporation | Venco | VQ-AP0511WL-1 |  | 0 |  | 6" | Horizontal | 50 CFM | 0.625 | 50 | 2.5 | 16.1 |  | Yes | Yes | Yes | Yes | Yes | Yes | 1008335
| Bathroom Exhaust Fans |  | Greenheck Fan Corporation | Venco | VQ-AP0511WL-1 |  | 0 |  | 6" | Horizontal | 80 CFM | 0.1 | 80 | 0.4 | 7.3 |  | Yes | Yes | Yes | Yes | Yes | Yes | 1008335
| Bathroom Exhaust Fans |  | Greenheck Fan Corporation | Venco | VQ-AP0511WL-1 |  | 0 |  | 6" | Horizontal | 80 CFM | 0.25 | 80 | 1.2 | 11.7 |  | Yes | Yes | Yes | Yes | Yes | Yes | 1008335
| Bathroom Exhaust Fans |  | Greenheck Fan Corporation | Venco | VQ-AP0511WL-1 |  | 0 |  | 6" | Horizontal | 80 CFM | 0.4 | 80 | 2 | 16.1 |  | Yes | Yes | Yes | Yes | Yes | Yes | 1008335
| Bathroom Exhaust Fans |  | Greenheck Fan Corporation | Venco | VQ-AP0511WL-1 |  | 0 |  | 6" | Horizontal | 80 CFM | 0.5 | 69 | 2.5 | 16.7 |  | Yes | Yes | Yes | Yes | Yes | Yes | 1008335
| Bathroom Exhaust Fans |  | Greenheck Fan Corporation | Venco | VQ-AP0511WL-1 |  | 0 |  | 6" | Horizontal | 80 CFM | 0.625 | 50 | 3 | 16 |  | Yes | Yes | Yes | Yes | Yes | Yes | 1008335
| Bathroom Exhaust Fans |  | Greenheck Fan Corporation | Venco | VQ-AP0511WL-1 |  | 0 |  | 4" | Horizontal | 110 CFM | 0.25 | 110 | 1.5 | 19.5 |  | Yes | Yes | Yes | Yes | Yes | Yes | 1008335
| Bathroom Exhaust Fans |  | Greenheck Fan Corporation | Venco | VQ-AP0511WL-1 |  | 0 |  | 6" | Horizontal | 110 CFM | 0.25 | 110 | 1.4 | 17.1 |  | Yes | Yes | Yes | Yes | Yes | Yes | 1008335
| Bathroom Exhaust Fans |  | Greenheck Fan Corporation | Venco | VQ-AP0511WL-1 |  | 0 |  | 6" | Horizontal | 110 CFM | 0.4 | 109 | 2.5 | 21.5 |  | Yes | Yes | Yes | Yes | Yes | Yes | 1008335
| Bathroom Exhaust Fans |  | Greenheck Fan Corporation | Venco | VQ-AP0511WL-1 |  | 0 |  | 6" | Horizontal | 110 CFM | 0.5 | 69 | 2 | 16.6 |  | Yes | Yes | Yes | Yes | Yes | Yes | 1008335
| Bathroom Exhaust Fans |  | Greenheck Fan Corporation | Venco | VQ-AP0511WL-1 |  | 0 |  | 6" | Horizontal | 110 CFM | 0.625 | 50 | 2.5 | 16 |  | Yes | Yes | Yes | Yes | Yes | Yes | 1008335
| Bathroom Exhaust Fans |  | Greenheck Fan Corporation | Venco | VQ-AP0511WL-1 |  | 0 |  | 6" | Horizontal | 110 CFM | 0.1 | 110 | 0.8 | 12.1 |  | Yes | Yes | Yes | Yes | Yes | Yes | 1008335
| Bathroom Exhaust Fans |  | Greenheck Fan Corporation | Venco | VQ-AP0511WL-1 |  | 0 |  | 4" | Horizontal | 110 CFM | 0.1 | 110 | 1.2 | 13.7 |  | Yes | Yes | Yes | Yes | Yes | Yes | 1008335
<font color=red>New</font> | Bathroom Exhaust Fans |  | Greenheck Fan Corporation | Venco | VQ-LP0511HL |  | 0 |  | 4" | Horizontal | 50 CFM | 0.5 | 50 |  |  |  | Yes | Yes | Yes | Yes | Yes | Yes | 1008767
<font color=red>New</font> | Bathroom Exhaust Fans |  | Greenheck Fan Corporation | Venco | VQ-LP0511HL |  | 0 |  | 4" | Horizontal | 50 CFM | 0.4 | 50 |  |  |  | Yes | Yes | Yes | Yes | Yes | Yes | 1008767
<font color=red>New</font> | Bathroom Exhaust Fans |  | Greenheck Fan Corporation | Venco | VQ-LP0511HL |  | 0 |  | 4" | Horizontal | 50 CFM | 0.25 | 50 | 0.8 | 7.5 |  | Yes | Yes | Yes | Yes | Yes | Yes | 1008767
<font color=red>New</font> | Bathroom Exhaust Fans |  | Greenheck Fan Corporation | Venco | VQ-LP0511HL |  | 0 |  | 4" | Horizontal | 50 CFM | 0.1 | 50 | 0.4 | 4.5 |  | Yes | Yes | Yes | Yes | Yes | Yes | 1008767
<font color=red>New</font> | Bathroom Exhaust Fans |  | Greenheck Fan Corporation | Venco | VQ-LP0511HL |  | 0 |  | 4" | Horizontal | 80 CFM | 0.5 | 73 |  |  |  | Yes | Yes | Yes | Yes | Yes | Yes | 1008767
<font color=red>New</font> | Bathroom Exhaust Fans |  | Greenheck Fan Corporation | Venco | VQ-LP0511HL |  | 0 |  | 4" | Horizontal | 80 CFM | 0.4 | 80 |  |  |  | Yes | Yes | Yes | Yes | Yes | Yes | 1008767
<font color=red>New</font> | Bathroom Exhaust Fans |  | Greenheck Fan Corporation | Venco | VQ-LP0511HL |  | 0 |  | 4" | Horizontal | 80 CFM | 0.25 | 80 | 1.4 | 11.5 |  | Yes | Yes | Yes | Yes | Yes | Yes | 1008767
<font color=red>New</font> | Bathroom Exhaust Fans |  | Greenheck Fan Corporation | Venco | VQ-LP0511HL |  | 0 |  | 4" | Horizontal | 80 CFM | 0.1 | 80 | 0.9 | 7.7 |  | Yes | Yes | Yes | Yes | Yes | Yes | 1008767
<font color=red>New</font> | Bathroom Exhaust Fans |  | Greenheck Fan Corporation | Venco | VQ-LP0511HL |  | 0 |  | 4" | Horizontal | 110 CFM | 0.5 | 78 |  |  |  | Yes | Yes | Yes | Yes | Yes | Yes | 1008767
<font color=red>New</font> | Bathroom Exhaust Fans |  | Greenheck Fan Corporation | Venco | VQ-LP0511HL |  | 0 |  | 4" | Horizontal | 110 CFM | 0.4 | 105 |  |  |  | Yes | Yes | Yes | Yes | Yes | Yes | 1008767
<font color=red>New</font> | Bathroom Exhaust Fans |  | Greenheck Fan Corporation | Venco | VQ-LP0511HL |  | 0 |  | 4" | Horizontal | 110 CFM | 0.25 | 110 | 2.5 | 20.1 |  | Yes | Yes | Yes | Yes | Yes | Yes | 1008767
<font color=red>New</font> | Bathroom Exhaust Fans |  | Greenheck Fan Corporation | Venco | VQ-LP0511HL |  | 0 |  | 4" | Horizontal | 110 CFM | 0.1 | 110 | 2 | 14.5 |  | Yes | Yes | Yes | Yes | Yes | Yes | 1008767
<font color=red>New</font> | Bathroom Exhaust Fans |  | Greenheck Fan Corporation | Venco | VQ-LP0511L |  | 0 |  | 4" | Horizontal | 50 CFM | 0.5 | 50 |  |  |  | Yes | Yes | Yes | Yes | Yes | Yes | 1008765
<font color=red>New</font> | Bathroom Exhaust Fans |  | Greenheck Fan Corporation | Venco | VQ-LP0511L |  | 0 |  | 4" | Horizontal | 50 CFM | 0.4 | 50 |  |  |  | Yes | Yes | Yes | Yes | Yes | Yes | 1008765
<font color=red>New</font> | Bathroom Exhaust Fans |  | Greenheck Fan Corporation | Venco | VQ-LP0511L |  | 0 |  | 4" | Horizontal | 50 CFM | 0.25 | 50 | 0.8 | 7.5 |  | Yes | Yes | Yes | Yes | Yes | Yes | 1008765
<font color=red>New</font> | Bathroom Exhaust Fans |  | Greenheck Fan Corporation | Venco | VQ-LP0511L |  | 0 |  | 4" | Horizontal | 50 CFM | 0.1 | 50 | 0.4 | 4.5 |  | Yes | Yes | Yes | Yes | Yes | Yes | 1008765
<font color=red>New</font> | Bathroom Exhaust Fans |  | Greenheck Fan Corporation | Venco | VQ-LP0511L |  | 0 |  | 4" | Horizontal | 80 CFM | 0.5 | 73 |  |  |  | Yes | Yes | Yes | Yes | Yes | Yes | 1008765
<font color=red>New</font> | Bathroom Exhaust Fans |  | Greenheck Fan Corporation | Venco | VQ-LP0511L |  | 0 |  | 4" | Horizontal | 80 CFM | 0.4 | 80 |  |  |  | Yes | Yes | Yes | Yes | Yes | Yes | 1008765
<font color=red>New</font> | Bathroom Exhaust Fans |  | Greenheck Fan Corporation | Venco | VQ-LP0511L |  | 0 |  | 4" | Horizontal | 80 CFM | 0.25 | 80 | 1.4 | 11.5 |  | Yes | Yes | Yes | Yes | Yes | Yes | 1008765
<font color=red>New</font> | Bathroom Exhaust Fans |  | Greenheck Fan Corporation | Venco | VQ-LP0511L |  | 0 |  | 4" | Horizontal | 80 CFM | 0.1 | 80 | 0.9 | 7.7 |  | Yes | Yes | Yes | Yes | Yes | Yes | 1008765
<font color=red>New</font> | Bathroom Exhaust Fans |  | Greenheck Fan Corporation | Venco | VQ-LP0511L |  | 0 |  | 4" | Horizontal | 110 CFM | 0.5 | 78 |  |  |  | Yes | Yes | Yes | Yes | Yes | Yes | 1008765
<font color=red>New</font> | Bathroom Exhaust Fans |  | Greenheck Fan Corporation | Venco | VQ-LP0511L |  | 0 |  | 4" | Horizontal | 110 CFM | 0.4 | 105 |  |  |  | Yes | Yes | Yes | Yes | Yes | Yes | 1008765
<font color=red>New</font> | Bathroom Exhaust Fans |  | Greenheck Fan Corporation | Venco | VQ-LP0511L |  | 0 |  | 4" | Horizontal | 110 CFM | 0.25 | 110 | 2.5 | 20.1 |  | Yes | Yes | Yes | Yes | Yes | Yes | 1008765
<font color=red>New</font> | Bathroom Exhaust Fans |  | Greenheck Fan Corporation | Venco | VQ-LP0511L |  | 0 |  | 4" | Horizontal | 110 CFM | 0.1 | 110 | 2 | 14.5 |  | Yes | Yes | Yes | Yes | Yes | Yes | 1008765
<font color=red>New</font> | Bathroom Exhaust Fans |  | Greenheck Fan Corporation | Venco | VQ-LP0511L-1 |  | 0 |  | 4" | Horizontal | 50 CFM | 0.5 | 50 |  |  |  | Yes | Yes | Yes | Yes | Yes | Yes | 1008766
<font color=red>New</font> | Bathroom Exhaust Fans |  | Greenheck Fan Corporation | Venco | VQ-LP0511L-1 |  | 0 |  | 4" | Horizontal | 50 CFM | 0.4 | 50 |  |  |  | Yes | Yes | Yes | Yes | Yes | Yes | 1008766
<font color=red>New</font> | Bathroom Exhaust Fans |  | Greenheck Fan Corporation | Venco | VQ-LP0511L-1 |  | 0 |  | 4" | Horizontal | 50 CFM | 0.25 | 50 | 0.8 | 7.5 |  | Yes | Yes | Yes | Yes | Yes | Yes | 1008766
<font color=red>New</font> | Bathroom Exhaust Fans |  | Greenheck Fan Corporation | Venco | VQ-LP0511L-1 |  | 0 |  | 4" | Horizontal | 50 CFM | 0.1 | 50 | 0.4 | 4.5 |  | Yes | Yes | Yes | Yes | Yes | Yes | 1008766
<font color=red>New</font> | Bathroom Exhaust Fans |  | Greenheck Fan Corporation | Venco | VQ-LP0511L-1 |  | 0 |  | 4" | Horizontal | 80 CFM | 0.5 | 73 |  |  |  | Yes | Yes | Yes | Yes | Yes | Yes | 1008766
<font color=red>New</font> | Bathroom Exhaust Fans |  | Greenheck Fan Corporation | Venco | VQ-LP0511L-1 |  | 0 |  | 4" | Horizontal | 80 CFM | 0.4 | 80 |  |  |  | Yes | Yes | Yes | Yes | Yes | Yes | 1008766
<font color=red>New</font> | Bathroom Exhaust Fans |  | Greenheck Fan Corporation | Venco | VQ-LP0511L-1 |  | 0 |  | 4" | Horizontal | 80 CFM | 0.25 | 80 | 1.4 | 11.5 |  | Yes | Yes | Yes | Yes | Yes | Yes | 1008766
<font color=red>New</font> | Bathroom Exhaust Fans |  | Greenheck Fan Corporation | Venco | VQ-LP0511L-1 |  | 0 |  | 4" | Horizontal | 80 CFM | 0.1 | 80 | 0.9 | 7.7 |  | Yes | Yes | Yes | Yes | Yes | Yes | 1008766
<font color=red>New</font> | Bathroom Exhaust Fans |  | Greenheck Fan Corporation | Venco | VQ-LP0511L-1 |  | 0 |  | 4" | Horizontal | 110 CFM | 0.5 | 78 |  |  |  | Yes | Yes | Yes | Yes | Yes | Yes | 1008766
<font color=red>New</font> | Bathroom Exhaust Fans |  | Greenheck Fan Corporation | Venco | VQ-LP0511L-1 |  | 0 |  | 4" | Horizontal | 110 CFM | 0.4 | 105 |  |  |  | Yes | Yes | Yes | Yes | Yes | Yes | 1008766
<font color=red>New</font> | Bathroom Exhaust Fans |  | Greenheck Fan Corporation | Venco | VQ-LP0511L-1 |  | 0 |  | 4" | Horizontal | 110 CFM | 0.25 | 110 | 2.5 | 20.1 |  | Yes | Yes | Yes | Yes | Yes | Yes | 1008766
<font color=red>New</font> | Bathroom Exhaust Fans |  | Greenheck Fan Corporation | Venco | VQ-LP0511L-1 |  | 0 |  | 4" | Horizontal | 110 CFM | 0.1 | 110 | 2 | 14.5 |  | Yes | Yes | Yes | Yes | Yes | Yes | 1008766
| Bathroom Exhaust Fans |  | Greenheck Fan Corporation | Venco | VQ-LP0810W |  | 0 |  | 4" | Horizontal | 50 CFM | 0.25 | 50 | 0.6 | 7.4 |  | Yes | Yes | Yes | Yes | Yes | Yes | 1008359
| Bathroom Exhaust Fans |  | Greenheck Fan Corporation | Venco | VQ-LP0810W |  | 0 |  | 4" | Horizontal | 50 CFM | 0.4 | 50 | 1.4 | 10.7 |  | Yes | Yes | Yes | Yes | Yes | Yes | 1008359
| Bathroom Exhaust Fans |  | Greenheck Fan Corporation | Venco | VQ-LP0810W |  | 0 |  | 4" | Horizontal | 50 CFM | 0.5 | 50 | 2 | 13.2 |  | Yes | Yes | Yes | Yes | Yes | Yes | 1008359
| Bathroom Exhaust Fans |  | Greenheck Fan Corporation | Venco | VQ-LP0810W |  | 0 |  | 4" | Horizontal | 80 CFM | 0.25 | 80 | 1 | 10.8 |  | Yes | Yes | Yes | Yes | Yes | Yes | 1008359
| Bathroom Exhaust Fans |  | Greenheck Fan Corporation | Venco | VQ-LP0810W |  | 0 |  | 4" | Horizontal | 80 CFM | 0.4 | 80 | 1.5 | 15.2 |  | Yes | Yes | Yes | Yes | Yes | Yes | 1008359
| Bathroom Exhaust Fans |  | Greenheck Fan Corporation | Venco | VQ-LP0810W |  | 0 |  | 4" | Horizontal | 80 CFM | 0.5 | 80 | 2.5 | 18.2 |  | Yes | Yes | Yes | Yes | Yes | Yes | 1008359
| Bathroom Exhaust Fans |  | Greenheck Fan Corporation | Venco | VQ-LP0810W |  | 0 |  | 4" | Horizontal | 100 CFM | 0.625 | 98 | 3 | 25.7 |  | Yes | Yes | Yes | Yes | Yes | Yes | 1008359
| Bathroom Exhaust Fans |  | Greenheck Fan Corporation | Venco | VQ-LP0810W |  | 0 |  | 4" | Horizontal | 100 CFM | 0.25 | 100 | 1.5 | 14.6 |  | Yes | Yes | Yes | Yes | Yes | Yes | 1008359
| Bathroom Exhaust Fans |  | Greenheck Fan Corporation | Venco | VQ-LP0810W |  | 0 |  | 4" | Horizontal | 100 CFM | 0.4 | 100 | 2 | 19.7 |  | Yes | Yes | Yes | Yes | Yes | Yes | 1008359
| Bathroom Exhaust Fans |  | Greenheck Fan Corporation | Venco | VQ-LP0810W |  | 0 |  | 4" | Horizontal | 100 CFM | 0.5 | 100 | 3 | 23.9 |  | Yes | Yes | Yes | Yes | Yes | Yes | 1008359
| Bathroom Exhaust Fans |  | Greenheck Fan Corporation | Venco | VQ-LP0810W |  | 0 |  | 4" | Horizontal | 100 CFM | 0.1 | 100 | 0.9 | 10.4 |  | Yes | Yes | Yes | Yes | Yes | Yes | 1008359
| Bathroom Exhaust Fans |  | Greenheck Fan Corporation | Venco | VQ-LP0810W |  | 0 |  | 4" | Horizontal | 80 CFM | 0.1 | 80 | 0.5 | 7.3 |  | Yes | Yes | Yes | Yes | Yes | Yes | 1008359
| Bathroom Exhaust Fans |  | Greenheck Fan Corporation | Venco | VQ-LP0810W |  | 0 |  | 4" | Horizontal | 50 CFM | 0.1 | 50 | <0.3 | 4.5 |  | Yes | Yes | Yes | Yes | Yes | Yes | 1008359
| Bathroom Exhaust Fans |  | Greenheck Fan Corporation | Venco | VQ-LP0810WL |  | 0 |  | 4" | Horizontal | 50 CFM | 0.5 | 50 | 1.5 | 13.5 |  | Yes | Yes | Yes | Yes | Yes | Yes | 1008360
| Bathroom Exhaust Fans |  | Greenheck Fan Corporation | Venco | VQ-LP0810WL |  | 0 |  | 4" | Horizontal | 50 CFM | 0.25 | 50 | 0.5 | 7.7 |  | Yes | Yes | Yes | Yes | Yes | Yes | 1008360
| Bathroom Exhaust Fans |  | Greenheck Fan Corporation | Venco | VQ-LP0810WL |  | 0 |  | 4" | Horizontal | 50 CFM | 0.4 | 50 | 1.3 | 11.4 |  | Yes | Yes | Yes | Yes | Yes | Yes | 1008360
| Bathroom Exhaust Fans |  | Greenheck Fan Corporation | Venco | VQ-LP0810WL |  | 0 |  | 4" | Horizontal | 80 CFM | 0.25 | 80 | 1 | 11.6 |  | Yes | Yes | Yes | Yes | Yes | Yes | 1008360
| Bathroom Exhaust Fans |  | Greenheck Fan Corporation | Venco | VQ-LP0810WL |  | 0 |  | 4" | Horizontal | 80 CFM | 0.4 | 80 | 1.5 | 16.3 |  | Yes | Yes | Yes | Yes | Yes | Yes | 1008360
| Bathroom Exhaust Fans |  | Greenheck Fan Corporation | Venco | VQ-LP0810WL |  | 0 |  | 4" | Horizontal | 80 CFM | 0.5 | 80 | 2 | 19.1 |  | Yes | Yes | Yes | Yes | Yes | Yes | 1008360
| Bathroom Exhaust Fans |  | Greenheck Fan Corporation | Venco | VQ-LP0810WL |  | 0 |  | 4" | Horizontal | 100 CFM | 0.25 | 100 | 1.5 | 15.7 |  | Yes | Yes | Yes | Yes | Yes | Yes | 1008360
| Bathroom Exhaust Fans |  | Greenheck Fan Corporation | Venco | VQ-LP0810WL |  | 0 |  | 4" | Horizontal | 100 CFM | 0.4 | 100 | 2 | 20.9 |  | Yes | Yes | Yes | Yes | Yes | Yes | 1008360
| Bathroom Exhaust Fans |  | Greenheck Fan Corporation | Venco | VQ-LP0810WL |  | 0 |  | 4" | Horizontal | 100 CFM | 0.5 | 100 | 2.5 | 25.2 |  | Yes | Yes | Yes | Yes | Yes | Yes | 1008360
| Bathroom Exhaust Fans |  | Greenheck Fan Corporation | Venco | VQ-LP0810WL |  | 0 |  | 4" | Horizontal | 100 CFM | 0.625 | 95 | 3 | 25.5 |  | Yes | Yes | Yes | Yes | Yes | Yes | 1008360
| Bathroom Exhaust Fans |  | Greenheck Fan Corporation | Venco | VQ-LP0810WL |  | 0 |  | 4" | Horizontal | 100 CFM | 0.1 | 100 | 1 | 11 |  | Yes | Yes | Yes | Yes | Yes | Yes | 1008360
| Bathroom Exhaust Fans |  | Greenheck Fan Corporation | Venco | VQ-LP0810WL |  | 0 |  | 4" | Horizontal | 80 CFM | 0.1 | 80 | 0.6 | 7.5 |  | Yes | Yes | Yes | Yes | Yes | Yes | 1008360
| Bathroom Exhaust Fans |  | Greenheck Fan Corporation | Venco | VQ-LP0810WL |  | 0 |  | 4" | Horizontal | 50 CFM | 0.1 | 50 | <0.3 | 4.7 |  | Yes | Yes | Yes | Yes | Yes | Yes | 1008360
| Inline Fans | Single-port | BSH Home Appliances Corporation | Bosch | VTD600P |  | 0 |  | 8" | Direct | HS | 0.2 | 600 |  | 358 |  | NO | No | No | No | No | No | 3005213
| Downdraft Kitchen Ventilators |  | BSH Home Appliances Corporation | Bosch | VTD600P WITH COMPATIBLE 30" DOWNDRAFT INTAKE |  | 0 |  | 8" | Front | WS | 0.018 | 160 | 2 | 68.5 |  | NO | N/A | N/A | N/A | N/A | N/A | 1504016
| Downdraft Kitchen Ventilators |  | BSH Home Appliances Corporation | Bosch | VTD600P WITH COMPATIBLE 30" DOWNDRAFT INTAKE |  | 0 |  | 8" | Front | HS | 0.25 | 360 |  |  |  | NO | N/A | N/A | N/A | N/A | N/A | 1504016
| Downdraft Kitchen Ventilators |  | BSH Home Appliances Corporation | Bosch | VTD600P WITH COMPATIBLE 30" DOWNDRAFT INTAKE |  | 0 |  | 8" | Front | HS | 0.1 | 380 | 12 | 285 |  | NO | N/A | N/A | N/A | N/A | N/A | 1504016
| Downdraft Kitchen Ventilators |  | BSH Home Appliances Corporation | Bosch | VTD600P WITH COMPATIBLE 36" DOWNDRAFT INTAKE |  | 0 |  | 8" | Front | WS | 0.016 | 180 | 1.2 | 69.4 |  | NO | N/A | N/A | N/A | N/A | N/A | 1504015
| Downdraft Kitchen Ventilators |  | BSH Home Appliances Corporation | Bosch | VTD600P WITH COMPATIBLE 36" DOWNDRAFT INTAKE |  | 0 |  | 8" | Front | HS | 0.25 | 430 |  |  |  | NO | N/A | N/A | N/A | N/A | N/A | 1504015
| Downdraft Kitchen Ventilators |  | BSH Home Appliances Corporation | Bosch | VTD600P WITH COMPATIBLE 36" DOWNDRAFT INTAKE |  | 0 |  | 8" | Front | HS | 0.1 | 450 | 11 | 306 |  | NO | N/A | N/A | N/A | N/A | N/A | 1504015
| Inline Fans | Single-port | BSH Home Appliances Corporation | Thermador | VTI1FZ |  | 0 |  | 6" | Horizontal Exhaust | HS | 0.2 | 530 |  |  |  | NO | No | No | No | No | No | 3005101
| Inline Fans | Single-port | BSH Home Appliances Corporation | Thermador | VTI2FZ |  | 0 |  | 10" | Horizontal Exhaust | HS | 0.2 | 920 |  |  |  | NO | No | No | No | No | No | 3005102
| Kitchen Range Hoods | Power Unit | BSH Home Appliances Corporation | Thermador | VTN1DZ | 21 | 0 |  | 6" | Vertical Exhaust | WS | 0.029 | 170 | 2 |  |  | NO | N/A | N/A | N/A | N/A | N/A | 4507845
| Kitchen Range Hoods | Power Unit | BSH Home Appliances Corporation | Thermador | VTN1DZ | 21 | 0 |  | 6" | Horizontal Exhaust | WS | 0.01 | 100 | 1.5 |  |  | NO | N/A | N/A | N/A | N/A | N/A | 4507845
| Kitchen Range Hoods | Power Unit | BSH Home Appliances Corporation | Thermador | VTN1DZ | 21 | 0 |  | 6" | Vertical Exhaust | HS | 0.1 | 320 | 6.5 |  |  | NO | N/A | N/A | N/A | N/A | N/A | 4507845
| Kitchen Range Hoods | Power Unit | BSH Home Appliances Corporation | Thermador | VTN1DZ | 21 | 0 |  | 6" | Horizontal Exhaust | HS | 0.1 | 330 | 7 |  |  | NO | N/A | N/A | N/A | N/A | N/A | 4507845
| Kitchen Range Hoods | Power Unit | BSH Home Appliances Corporation | Thermador | VTN2DA with a compatible hood | 21 | 0 |  | 10" | Horizontal Exhaust | WS | 0.008 | 190 | 0.7 | 199 |  | NO | N/A | N/A | N/A | N/A | N/A | 4508525
| Kitchen Range Hoods | Power Unit | BSH Home Appliances Corporation | Thermador | VTN2DA with a compatible hood | 21 | 0 |  | 10" | Vertical Exhaust | WS | 0.009 | 200 | 0.3 | 203 |  | NO | N/A | N/A | N/A | N/A | N/A | 4508525
| Kitchen Range Hoods | Power Unit | BSH Home Appliances Corporation | Thermador | VTN2DA with a compatible hood | 21 | 0 |  | 10" | Vertical Exhaust | HS | 0.1 | 650 | 8 | 504 |  | NO | N/A | N/A | N/A | N/A | N/A | 4508525
| Kitchen Range Hoods | Power Unit | BSH Home Appliances Corporation | Thermador | VTN2DA with a compatible hood | 21 | 0 |  | 10" | Horizontal Exhaust | HS | 0.1 | 640 | 8.5 | 511 |  | NO | N/A | N/A | N/A | N/A | N/A | 4508525
| Kitchen Range Hoods | Power Unit | BSH Home Appliances Corporation | Thermador | VTN2FZ | 21 | 0 |  | 10" | Vertical Exhaust | HS | 0.1 | 920 | 14.5 |  |  | NO | N/A | N/A | N/A | N/A | N/A | 4507846
| Kitchen Range Hoods | Power Unit | BSH Home Appliances Corporation | Thermador | VTN2FZ | 21 | 0 |  | 10" | Vertical Exhaust | WS | 0.015 | 360 | 3 |  |  | NO | N/A | N/A | N/A | N/A | N/A | 4507846
| Kitchen Range Hoods | Power Unit | BSH Home Appliances Corporation | Thermador | VTN2FZ | 21 | 0 |  | 10" | Horizontal Exhaust | HS | 0.1 | 900 | 15.5 |  |  | NO | N/A | N/A | N/A | N/A | N/A | 4507846
| Kitchen Range Hoods | Power Unit | BSH Home Appliances Corporation | Thermador | VTN2FZ | 21 | 0 |  | 10" | Horizontal Exhaust | WS | 0.017 | 360 | 3 |  |  | NO | N/A | N/A | N/A | N/A | N/A | 4507846
| Remote Exterior Mounted Ventilators (REMV) |  | BSH Home Appliances Corporation | Thermador | VTR1FZ |  | 0 |  | 6" | Direct Exhaust | HS | 0.03 | 410 |  |  |  | NO | No | No | No | No | No | 6000134
| Remote Exterior Mounted Ventilators (REMV) |  | BSH Home Appliances Corporation | Thermador | VTR2FZ |  | 0 |  | 10" | Direct Exhaust | HS | 0.03 | 830 |  |  |  | NO | No | No | No | No | No | 6000133
| Kitchen Range Hoods | Chimney Hood | The Home Depot USA Inc. | Vissani | WA0275 | 30 | 0 |  | 6" | Vertical | HS | 0.1 | 350 | 5.5 |  |  | NO | N/A | N/A | N/A | N/A | N/A | 4507214
| Kitchen Range Hoods | Chimney Hood | The Home Depot USA Inc. | Vissani | WA0275 | 30 | 0 |  | 6" | Vertical | LS | 0.1 | 240 | 3 |  |  | NO | N/A | N/A | N/A | N/A | N/A | 4507214
| Kitchen Range Hoods | Chimney Hood | The Home Depot USA Inc. | Vissani | WA0775P | 30 | 0 |  | 6" | Vertical | LS | 0.1 | 200 | 4 |  |  | NO | N/A | N/A | N/A | N/A | N/A | 4507265
| Kitchen Range Hoods | Chimney Hood | The Home Depot USA Inc. | Vissani | WA0775P | 30 | 0 |  | 6" | Vertical | HS | 0.1 | 440 | 10.5 |  |  | NO | N/A | N/A | N/A | N/A | N/A | 4507265
| Kitchen Range Hoods | Chimney Hood | The Home Depot USA Inc. | Vissani | WA0876P | 30 | 0 |  | 6" | Vertical | LS | 0.1 | 220 | 3 |  |  | NO | N/A | N/A | N/A | N/A | N/A | 4507827
| Kitchen Range Hoods | Chimney Hood | The Home Depot USA Inc. | Vissani | WA0876P | 30 | 0 |  | 6" | Vertical | HS | 0.1 | 330 | 5.5 |  |  | NO | N/A | N/A | N/A | N/A | N/A | 4507827
| Kitchen Range Hoods |  | Broan-NuTone LLC | Best | WC34IQ90SB |  | 0 |  | 8" | Vertical | WS | 0.006 | 110 | <0.3 | 6 |  | NO | N/A | N/A | N/A | N/A | N/A | 4506412
| Kitchen Range Hoods |  | Broan-NuTone LLC | Best | WC34IQ90SB |  | 0 |  | 8" | Vertical | HS | 0.25 | 450 |  |  |  | NO | N/A | N/A | N/A | N/A | N/A | 4506412
| Kitchen Range Hoods |  | Broan-NuTone LLC | Best | WC34IQ90SB |  | 0 |  | 8" | Vertical | HS | 0.1 | 500 | 9 | 147 |  | NO | N/A | N/A | N/A | N/A | N/A | 4506412
| Kitchen Range Hoods |  | Broan-NuTone LLC | Best | WC35IQ90SB |  | 0 |  | 8" | Vertical | WS | 0.005 | 110 | <0.3 | 5.6 |  | NO | N/A | N/A | N/A | N/A | N/A | 4506472
| Kitchen Range Hoods |  | Broan-NuTone LLC | Best | WC35IQ90SB |  | 0 |  | 8" | Vertical | HS | 0.1 | 500 | 8.5 | 134 |  | NO | N/A | N/A | N/A | N/A | N/A | 4506472
| Kitchen Range Hoods |  | Broan-NuTone LLC | Best | WC35IQ90SB |  | 0 |  | 8" | Vertical | HS | 0.25 | 460 |  |  |  | NO | N/A | N/A | N/A | N/A | N/A | 4506472
| Kitchen Range Hoods |  | Broan-NuTone LLC | Best | WCB3I30BLSB | 30 | 0 |  | 3 1/4" X 10" | Horizontal | WS | 0.014 | 190 | 1.4 | 70.8 | 2.6 | NO | N/A | N/A | N/A | N/A | N/A | 4506470
| Kitchen Range Hoods |  | Broan-NuTone LLC | Best | WCB3I30BLSB | 30 | 0 |  | 3 1/4" X 10" | Horizontal | HS | 0.25 | 515 |  |  |  | NO | N/A | N/A | N/A | N/A | N/A | 4506470
| Kitchen Range Hoods |  | Broan-NuTone LLC | Best | WCB3I30BLSB | 30 | 0 |  | 3 1/4" X 10" | Horizontal | HS | 0.1 | 540 | 11 | 342 | 1.5 | NO | N/A | N/A | N/A | N/A | N/A | 4506470
| Kitchen Range Hoods |  | Broan-NuTone LLC | Best | WCB3I30BLSB | 30 | 0 |  | 3 1/4" X 10" | Vertical | WS | 0.014 | 200 | 1.5 | 71.9 | 2.7 | NO | N/A | N/A | N/A | N/A | N/A | 4506470
| Kitchen Range Hoods |  | Broan-NuTone LLC | Best | WCB3I30BLSB | 30 | 0 |  | 3 1/4" X 10" | Vertical | HS | 0.25 | 540 |  |  |  | NO | N/A | N/A | N/A | N/A | N/A | 4506470
| Kitchen Range Hoods |  | Broan-NuTone LLC | Best | WCB3I30BLSB | 30 | 0 |  | 3 1/4" X 10" | Vertical | HS | 0.1 | 570 | 11.5 | 347 | 1.6 | NO | N/A | N/A | N/A | N/A | N/A | 4506470
| Kitchen Range Hoods |  | Broan-NuTone LLC | Best | WCB3I30SBB | 30 | 0 |  | 3 1/4" X 10" | Vertical | HS | 0.1 | 570 | 11.5 | 347 | 1.6 | NO | N/A | N/A | N/A | N/A | N/A | 4506462
| Kitchen Range Hoods |  | Broan-NuTone LLC | Best | WCB3I30SBB | 30 | 0 |  | 3 1/4" X 10" | Vertical | HS | 0.25 | 540 |  |  |  | NO | N/A | N/A | N/A | N/A | N/A | 4506462
| Kitchen Range Hoods |  | Broan-NuTone LLC | Best | WCB3I30SBB | 30 | 0 |  | 3 1/4" X 10" | Vertical | WS | 0.014 | 200 | 1.5 | 71.9 | 2.7 | NO | N/A | N/A | N/A | N/A | N/A | 4506462
| Kitchen Range Hoods |  | Broan-NuTone LLC | Best | WCB3I30SBB | 30 | 0 |  | 3 1/4" X 10" | Horizontal | HS | 0.1 | 540 | 11 | 342 | 1.5 | NO | N/A | N/A | N/A | N/A | N/A | 4506462
| Kitchen Range Hoods |  | Broan-NuTone LLC | Best | WCB3I30SBB | 30 | 0 |  | 3 1/4" X 10" | Horizontal | HS | 0.25 | 515 |  |  |  | NO | N/A | N/A | N/A | N/A | N/A | 4506462
| Kitchen Range Hoods |  | Broan-NuTone LLC | Best | WCB3I30SBB | 30 | 0 |  | 3 1/4" X 10" | Horizontal | WS | 0.014 | 190 | 1.4 | 70.8 | 2.6 | NO | N/A | N/A | N/A | N/A | N/A | 4506462
| Kitchen Range Hoods |  | Broan-NuTone LLC | Best | WCB3I30SBS | 30 | 0 |  | 3 1/4" X 10" | Horizontal | WS | 0.014 | 190 | 1.4 | 70.8 | 2.6 | NO | N/A | N/A | N/A | N/A | N/A | 4506463
| Kitchen Range Hoods |  | Broan-NuTone LLC | Best | WCB3I30SBS | 30 | 0 |  | 3 1/4" X 10" | Horizontal | HS | 0.25 | 515 |  |  |  | NO | N/A | N/A | N/A | N/A | N/A | 4506463
| Kitchen Range Hoods |  | Broan-NuTone LLC | Best | WCB3I30SBS | 30 | 0 |  | 3 1/4" X 10" | Horizontal | HS | 0.1 | 540 | 11 | 342 | 1.5 | NO | N/A | N/A | N/A | N/A | N/A | 4506463
| Kitchen Range Hoods |  | Broan-NuTone LLC | Best | WCB3I30SBS | 30 | 0 |  | 3 1/4" X 10" | Vertical | WS | 0.014 | 200 | 1.5 | 71.9 | 2.7 | NO | N/A | N/A | N/A | N/A | N/A | 4506463
| Kitchen Range Hoods |  | Broan-NuTone LLC | Best | WCB3I30SBS | 30 | 0 |  | 3 1/4" X 10" | Vertical | HS | 0.25 | 540 |  |  |  | NO | N/A | N/A | N/A | N/A | N/A | 4506463
| Kitchen Range Hoods |  | Broan-NuTone LLC | Best | WCB3I30SBS | 30 | 0 |  | 3 1/4" X 10" | Vertical | HS | 0.1 | 570 | 11.5 | 347 | 1.6 | NO | N/A | N/A | N/A | N/A | N/A | 4506463
| Kitchen Range Hoods |  | Broan-NuTone LLC | Best | WCB3I36BLSB | 36 | 0 |  | 3 1/4" X 10" | Horizontal | WS | 0.014 | 190 | 1.4 | 70.8 | 2.6 | NO | N/A | N/A | N/A | N/A | N/A | 4506465
| Kitchen Range Hoods |  | Broan-NuTone LLC | Best | WCB3I36BLSB | 36 | 0 |  | 3 1/4" X 10" | Horizontal | HS | 0.25 | 515 |  |  |  | NO | N/A | N/A | N/A | N/A | N/A | 4506465
| Kitchen Range Hoods |  | Broan-NuTone LLC | Best | WCB3I36BLSB | 36 | 0 |  | 3 1/4" X 10" | Horizontal | HS | 0.1 | 540 | 11 | 342 | 1.5 | NO | N/A | N/A | N/A | N/A | N/A | 4506465
| Kitchen Range Hoods |  | Broan-NuTone LLC | Best | WCB3I36BLSB | 36 | 0 |  | 3 1/4" X 10" | Vertical | WS | 0.014 | 200 | 1.5 | 71.9 | 2.7 | NO | N/A | N/A | N/A | N/A | N/A | 4506465
| Kitchen Range Hoods |  | Broan-NuTone LLC | Best | WCB3I36BLSB | 36 | 0 |  | 3 1/4" X 10" | Vertical | HS | 0.25 | 540 |  |  |  | NO | N/A | N/A | N/A | N/A | N/A | 4506465
| Kitchen Range Hoods |  | Broan-NuTone LLC | Best | WCB3I36BLSB | 36 | 0 |  | 3 1/4" X 10" | Vertical | HS | 0.1 | 570 | 11.5 | 347 | 1.6 | NO | N/A | N/A | N/A | N/A | N/A | 4506465
| Kitchen Range Hoods |  | Broan-NuTone LLC | Best | WCB3I36SBB | 36 | 0 |  | 3 1/4" X 10" | Horizontal | WS | 0.014 | 190 | 1.4 | 70.8 | 2.6 | NO | N/A | N/A | N/A | N/A | N/A | 4506466
| Kitchen Range Hoods |  | Broan-NuTone LLC | Best | WCB3I36SBB | 36 | 0 |  | 3 1/4" X 10" | Horizontal | HS | 0.25 | 515 |  |  |  | NO | N/A | N/A | N/A | N/A | N/A | 4506466
| Kitchen Range Hoods |  | Broan-NuTone LLC | Best | WCB3I36SBB | 36 | 0 |  | 3 1/4" X 10" | Horizontal | HS | 0.1 | 540 | 11 | 342 | 1.5 | NO | N/A | N/A | N/A | N/A | N/A | 4506466
| Kitchen Range Hoods |  | Broan-NuTone LLC | Best | WCB3I36SBB | 36 | 0 |  | 3 1/4" X 10" | Vertical | WS | 0.014 | 200 | 1.5 | 71.9 | 2.7 | NO | N/A | N/A | N/A | N/A | N/A | 4506466
| Kitchen Range Hoods |  | Broan-NuTone LLC | Best | WCB3I36SBB | 36 | 0 |  | 3 1/4" X 10" | Vertical | HS | 0.25 | 540 |  |  |  | NO | N/A | N/A | N/A | N/A | N/A | 4506466
| Kitchen Range Hoods |  | Broan-NuTone LLC | Best | WCB3I36SBB | 36 | 0 |  | 3 1/4" X 10" | Vertical | HS | 0.1 | 570 | 11.5 | 347 | 1.6 | NO | N/A | N/A | N/A | N/A | N/A | 4506466
| Kitchen Range Hoods |  | Broan-NuTone LLC | Best | WCB3I36SBS | 36 | 0 |  | 3 1/4" X 10" | Horizontal | WS | 0.014 | 190 | 1.4 | 70.8 | 2.6 | NO | N/A | N/A | N/A | N/A | N/A | 4506468
| Kitchen Range Hoods |  | Broan-NuTone LLC | Best | WCB3I36SBS | 36 | 0 |  | 3 1/4" X 10" | Horizontal | HS | 0.25 | 515 |  |  |  | NO | N/A | N/A | N/A | N/A | N/A | 4506468
| Kitchen Range Hoods |  | Broan-NuTone LLC | Best | WCB3I36SBS | 36 | 0 |  | 3 1/4" X 10" | Horizontal | HS | 0.1 | 540 | 11 | 342 | 1.5 | NO | N/A | N/A | N/A | N/A | N/A | 4506468
| Kitchen Range Hoods |  | Broan-NuTone LLC | Best | WCB3I36SBS | 36 | 0 |  | 3 1/4" X 10" | Vertical | WS | 0.014 | 200 | 1.5 | 71.9 | 2.7 | NO | N/A | N/A | N/A | N/A | N/A | 4506468
| Kitchen Range Hoods |  | Broan-NuTone LLC | Best | WCB3I36SBS | 36 | 0 |  | 3 1/4" X 10" | Vertical | HS | 0.25 | 540 |  |  |  | NO | N/A | N/A | N/A | N/A | N/A | 4506468
| Kitchen Range Hoods |  | Broan-NuTone LLC | Best | WCB3I36SBS | 36 | 0 |  | 3 1/4" X 10" | Vertical | HS | 0.1 | 570 | 11.5 | 347 | 1.6 | NO | N/A | N/A | N/A | N/A | N/A | 4506468
| Kitchen Range Hoods | Chimney Hood | Broan-NuTone LLC | Best | WCN1306SS | 30 | 0 |  | 8" | Vertical | WS | 0.008 | 160 | 0.9 | 185 |  | NO | N/A | N/A | N/A | N/A | N/A | 4508094
| Kitchen Range Hoods | Chimney Hood | Broan-NuTone LLC | Best | WCN1306SS | 30 | 0 |  | 8" | Vertical | HS | 0.25 | 580 |  |  |  | NO | N/A | N/A | N/A | N/A | N/A | 4508094
| Kitchen Range Hoods | Chimney Hood | Broan-NuTone LLC | Best | WCN1306SS | 30 | 0 |  | 8" | Vertical | HS | 0.1 | 600 | 11 | 414 |  | NO | N/A | N/A | N/A | N/A | N/A | 4508094
| Kitchen Range Hoods | Chimney Hood | Broan-NuTone LLC | Best | WCN1366SS | 36 | 0 |  | 8" | Vertical | HS | 0.1 | 600 | 11 | 414 |  | NO | N/A | N/A | N/A | N/A | N/A | 4508093
| Kitchen Range Hoods | Chimney Hood | Broan-NuTone LLC | Best | WCN1366SS | 36 | 0 |  | 8" | Vertical | HS | 0.25 | 580 |  |  |  | NO | N/A | N/A | N/A | N/A | N/A | 4508093
| Kitchen Range Hoods | Chimney Hood | Broan-NuTone LLC | Best | WCN1366SS | 36 | 0 |  | 8" | Vertical | WS | 0.008 | 160 | 0.9 | 185 |  | NO | N/A | N/A | N/A | N/A | N/A | 4508093
| Kitchen Range Hoods | Chimney Hood | Broan-NuTone LLC | Best | WCP1306SS | 30 | 0 |  | 8" | Vertical | HS | 0.1 | 600 | 9.5 | 353 | 1.6 | NO | N/A | N/A | N/A | N/A | N/A | 4507814
| Kitchen Range Hoods | Chimney Hood | Broan-NuTone LLC | Best | WCP1306SS | 30 | 0 |  | 8" | Vertical | HS | 0.25 | 570 |  |  |  | NO | N/A | N/A | N/A | N/A | N/A | 4507814
| Kitchen Range Hoods | Chimney Hood | Broan-NuTone LLC | Best | WCP1306SS | 30 | 0 |  | 8" | Vertical | WS | 0.004 | 110 | <0.3 | 45.7 | 2.4 | NO | N/A | N/A | N/A | N/A | N/A | 4507814
| Kitchen Range Hoods | Chimney Hood | Broan-NuTone LLC | Best | WCP1306SS | 30 | 0 |  | 6" | Vertical | HS | 0.1 | 560 | 9.5 | 344 | 1.6 | NO | N/A | N/A | N/A | N/A | N/A | 4507814
| Kitchen Range Hoods | Chimney Hood | Broan-NuTone LLC | Best | WCP1306SS | 30 | 0 |  | 6" | Vertical | HS | 0.25 | 540 |  |  |  | NO | N/A | N/A | N/A | N/A | N/A | 4507814
| Kitchen Range Hoods | Chimney Hood | Broan-NuTone LLC | Best | WCP1306SS | 30 | 0 |  | 6" | Vertical | WS | 0.004 | 120 | <0.3 | 45.6 | 2.6 | NO | N/A | N/A | N/A | N/A | N/A | 4507814
| Kitchen Range Hoods | Chimney Hood | Broan-NuTone LLC | Best | WCP1306SS | 30 | 0 |  | 3 1/4" X 10" | Horizontal | HS | 0.1 | 580 | 9.5 | 350 | 1.6 | NO | N/A | N/A | N/A | N/A | N/A | 4507814
| Kitchen Range Hoods | Chimney Hood | Broan-NuTone LLC | Best | WCP1306SS | 30 | 0 |  | 3 1/4" X 10" | Horizontal | HS | 0.25 | 560 |  |  |  | NO | N/A | N/A | N/A | N/A | N/A | 4507814
| Kitchen Range Hoods | Chimney Hood | Broan-NuTone LLC | Best | WCP1306SS | 30 | 0 |  | 3 1/4" X 10" | Horizontal | WS | 0.004 | 100 | <0.3 | 45.4 | 2.2 | NO | N/A | N/A | N/A | N/A | N/A | 4507814
| Kitchen Range Hoods | Chimney Hood | Broan-NuTone LLC | Best | WCP1366SS | 36 | 0 |  | 8" | Vertical | HS | 0.1 | 600 | 9.5 | 353 | 1.6 | NO | N/A | N/A | N/A | N/A | N/A | 4507815
| Kitchen Range Hoods | Chimney Hood | Broan-NuTone LLC | Best | WCP1366SS | 36 | 0 |  | 8" | Vertical | HS | 0.25 | 570 |  |  |  | NO | N/A | N/A | N/A | N/A | N/A | 4507815
| Kitchen Range Hoods | Chimney Hood | Broan-NuTone LLC | Best | WCP1366SS | 36 | 0 |  | 8" | Vertical | WS | 0.004 | 110 | <0.3 | 45.7 | 2.4 | NO | N/A | N/A | N/A | N/A | N/A | 4507815
| Kitchen Range Hoods | Chimney Hood | Broan-NuTone LLC | Best | WCP1366SS | 36 | 0 |  | 6" | Vertical | HS | 0.1 | 560 | 9.5 | 344 | 1.6 | NO | N/A | N/A | N/A | N/A | N/A | 4507815
| Kitchen Range Hoods | Chimney Hood | Broan-NuTone LLC | Best | WCP1366SS | 36 | 0 |  | 6" | Vertical | HS | 0.25 | 540 |  |  |  | NO | N/A | N/A | N/A | N/A | N/A | 4507815
| Kitchen Range Hoods | Chimney Hood | Broan-NuTone LLC | Best | WCP1366SS | 36 | 0 |  | 6" | Vertical | WS | 0.004 | 120 | <0.3 | 45.6 | 2.6 | NO | N/A | N/A | N/A | N/A | N/A | 4507815
| Kitchen Range Hoods | Chimney Hood | Broan-NuTone LLC | Best | WCP1366SS | 36 | 0 |  | 3 1/4" X 10" | Horizontal | HS | 0.1 | 580 | 9.5 | 350 | 1.6 | NO | N/A | N/A | N/A | N/A | N/A | 4507815
| Kitchen Range Hoods | Chimney Hood | Broan-NuTone LLC | Best | WCP1366SS | 36 | 0 |  | 3 1/4" X 10" | Horizontal | HS | 0.25 | 560 |  |  |  | NO | N/A | N/A | N/A | N/A | N/A | 4507815
| Kitchen Range Hoods | Chimney Hood | Broan-NuTone LLC | Best | WCP1366SS | 36 | 0 |  | 3 1/4" X 10" | Horizontal | WS | 0.004 | 100 | <0.3 | 45.4 | 2.2 | NO | N/A | N/A | N/A | N/A | N/A | 4507815
| Kitchen Range Hoods | Chimney Hood | Broan-NuTone LLC | Best | WCS1306BLS | 30 | 0 |  | 3 1/4" X 10" | Horizontal | WS | 0.004 | 110 | <0.3 | 46.9 | 2.3 | NO | N/A | N/A | N/A | N/A | N/A | 4507802
| Kitchen Range Hoods | Chimney Hood | Broan-NuTone LLC | Best | WCS1306BLS | 30 | 0 |  | 3 1/4" X 10" | Horizontal | HS | 0.25 | 570 |  |  |  | NO | N/A | N/A | N/A | N/A | N/A | 4507802
| Kitchen Range Hoods | Chimney Hood | Broan-NuTone LLC | Best | WCS1306BLS | 30 | 0 |  | 3 1/4" X 10" | Horizontal | HS | 0.1 | 590 | 10.5 | 356 | 1.6 | NO | N/A | N/A | N/A | N/A | N/A | 4507802
| Kitchen Range Hoods | Chimney Hood | Broan-NuTone LLC | Best | WCS1306BLS | 30 | 0 |  | 3 1/4" X 10" | Vertical | WS | 0.005 | 130 | <0.3 | 47.3 | 2.7 | NO | N/A | N/A | N/A | N/A | N/A | 4507802
| Kitchen Range Hoods | Chimney Hood | Broan-NuTone LLC | Best | WCS1306BLS | 30 | 0 |  | 3 1/4" X 10" | Vertical | HS | 0.25 | 570 |  |  |  | NO | N/A | N/A | N/A | N/A | N/A | 4507802
| Kitchen Range Hoods | Chimney Hood | Broan-NuTone LLC | Best | WCS1306BLS | 30 | 0 |  | 3 1/4" X 10" | Vertical | HS | 0.1 | 590 | 10.5 | 359 | 1.6 | NO | N/A | N/A | N/A | N/A | N/A | 4507802
| Kitchen Range Hoods | Chimney Hood | Broan-NuTone LLC | Best | WCS1306BLS | 30 | 0 |  | 6" | Vertical | WS | 0.005 | 120 | <0.3 | 47.4 | 2.5 | NO | N/A | N/A | N/A | N/A | N/A | 4507802
| Kitchen Range Hoods | Chimney Hood | Broan-NuTone LLC | Best | WCS1306BLS | 30 | 0 |  | 6" | Vertical | HS | 0.25 | 540 |  |  |  | NO | N/A | N/A | N/A | N/A | N/A | 4507802
| Kitchen Range Hoods | Chimney Hood | Broan-NuTone LLC | Best | WCS1306BLS | 30 | 0 |  | 6" | Vertical | HS | 0.1 | 560 | 11.5 | 352 | 1.5 | NO | N/A | N/A | N/A | N/A | N/A | 4507802
| Kitchen Range Hoods | Chimney Hood | Broan-NuTone LLC | Best | WCS1306BLS | 30 | 0 |  | 8" | Vertical | WS | 0.004 | 120 | 0.3 | 47.4 | 2.5 | NO | N/A | N/A | N/A | N/A | N/A | 4507802
| Kitchen Range Hoods | Chimney Hood | Broan-NuTone LLC | Best | WCS1306BLS | 30 | 0 |  | 8" | Vertical | HS | 0.25 | 580 |  |  |  | NO | N/A | N/A | N/A | N/A | N/A | 4507802
| Kitchen Range Hoods | Chimney Hood | Broan-NuTone LLC | Best | WCS1306BLS | 30 | 0 |  | 8" | Vertical | HS | 0.1 | 600 | 11 | 362 | 1.6 | NO | N/A | N/A | N/A | N/A | N/A | 4507802
| Kitchen Range Hoods | Chimney Hood | Broan-NuTone LLC | Best | WCS1306SS | 30 | 0 |  | 3 1/4" X 10" | Horizontal | WS | 0.004 | 110 | <0.3 | 46.9 | 2.3 | NO | N/A | N/A | N/A | N/A | N/A | 4507803
| Kitchen Range Hoods | Chimney Hood | Broan-NuTone LLC | Best | WCS1306SS | 30 | 0 |  | 3 1/4" X 10" | Horizontal | HS | 0.25 | 570 |  |  |  | NO | N/A | N/A | N/A | N/A | N/A | 4507803
| Kitchen Range Hoods | Chimney Hood | Broan-NuTone LLC | Best | WCS1306SS | 30 | 0 |  | 3 1/4" X 10" | Horizontal | HS | 0.1 | 590 | 10.5 | 356 | 1.6 | NO | N/A | N/A | N/A | N/A | N/A | 4507803
| Kitchen Range Hoods | Chimney Hood | Broan-NuTone LLC | Best | WCS1306SS | 30 | 0 |  | 3 1/4" X 10" | Vertical | WS | 0.005 | 130 | <0.3 | 47.3 | 2.7 | NO | N/A | N/A | N/A | N/A | N/A | 4507803
| Kitchen Range Hoods | Chimney Hood | Broan-NuTone LLC | Best | WCS1306SS | 30 | 0 |  | 3 1/4" X 10" | Vertical | HS | 0.25 | 570 |  |  |  | NO | N/A | N/A | N/A | N/A | N/A | 4507803
| Kitchen Range Hoods | Chimney Hood | Broan-NuTone LLC | Best | WCS1306SS | 30 | 0 |  | 3 1/4" X 10" | Vertical | HS | 0.1 | 590 | 10.5 | 359 | 1.6 | NO | N/A | N/A | N/A | N/A | N/A | 4507803
| Kitchen Range Hoods | Chimney Hood | Broan-NuTone LLC | Best | WCS1306SS | 30 | 0 |  | 6" | Vertical | WS | 0.005 | 120 | <0.3 | 47.4 | 2.5 | NO | N/A | N/A | N/A | N/A | N/A | 4507803
| Kitchen Range Hoods | Chimney Hood | Broan-NuTone LLC | Best | WCS1306SS | 30 | 0 |  | 6" | Vertical | HS | 0.25 | 540 |  |  |  | NO | N/A | N/A | N/A | N/A | N/A | 4507803
| Kitchen Range Hoods | Chimney Hood | Broan-NuTone LLC | Best | WCS1306SS | 30 | 0 |  | 6" | Vertical | HS | 0.1 | 560 | 11.5 | 352 | 1.5 | NO | N/A | N/A | N/A | N/A | N/A | 4507803
| Kitchen Range Hoods | Chimney Hood | Broan-NuTone LLC | Best | WCS1306SS | 30 | 0 |  | 8" | Vertical | WS | 0.004 | 120 | 0.3 | 47.4 | 2.5 | NO | N/A | N/A | N/A | N/A | N/A | 4507803
| Kitchen Range Hoods | Chimney Hood | Broan-NuTone LLC | Best | WCS1306SS | 30 | 0 |  | 8" | Vertical | HS | 0.25 | 580 |  |  |  | NO | N/A | N/A | N/A | N/A | N/A | 4507803
| Kitchen Range Hoods | Chimney Hood | Broan-NuTone LLC | Best | WCS1306SS | 30 | 0 |  | 8" | Vertical | HS | 0.1 | 600 | 11 | 362 | 1.6 | NO | N/A | N/A | N/A | N/A | N/A | 4507803
| Kitchen Range Hoods | Chimney Hood | Broan-NuTone LLC | Best | WCS1366SS | 36 | 0 |  | 3 1/4" X 10" | Horizontal | WS | 0.004 | 110 | <0.3 | 46.9 | 2.3 | NO | N/A | N/A | N/A | N/A | N/A | 4507804
| Kitchen Range Hoods | Chimney Hood | Broan-NuTone LLC | Best | WCS1366SS | 36 | 0 |  | 3 1/4" X 10" | Horizontal | HS | 0.25 | 570 |  |  |  | NO | N/A | N/A | N/A | N/A | N/A | 4507804
| Kitchen Range Hoods | Chimney Hood | Broan-NuTone LLC | Best | WCS1366SS | 36 | 0 |  | 3 1/4" X 10" | Horizontal | HS | 0.1 | 590 | 10.5 | 356 | 1.6 | NO | N/A | N/A | N/A | N/A | N/A | 4507804
| Kitchen Range Hoods | Chimney Hood | Broan-NuTone LLC | Best | WCS1366SS | 36 | 0 |  | 3 1/4" X 10" | Vertical | WS | 0.005 | 130 | <0.3 | 47.3 | 2.7 | NO | N/A | N/A | N/A | N/A | N/A | 4507804
| Kitchen Range Hoods | Chimney Hood | Broan-NuTone LLC | Best | WCS1366SS | 36 | 0 |  | 3 1/4" X 10" | Vertical | HS | 0.25 | 570 |  |  |  | NO | N/A | N/A | N/A | N/A | N/A | 4507804
| Kitchen Range Hoods | Chimney Hood | Broan-NuTone LLC | Best | WCS1366SS | 36 | 0 |  | 3 1/4" X 10" | Vertical | HS | 0.1 | 590 | 10.5 | 359 | 1.6 | NO | N/A | N/A | N/A | N/A | N/A | 4507804
| Kitchen Range Hoods | Chimney Hood | Broan-NuTone LLC | Best | WCS1366SS | 36 | 0 |  | 6" | Vertical | WS | 0.005 | 120 | <0.3 | 47.4 | 2.5 | NO | N/A | N/A | N/A | N/A | N/A | 4507804
| Kitchen Range Hoods | Chimney Hood | Broan-NuTone LLC | Best | WCS1366SS | 36 | 0 |  | 6" | Vertical | HS | 0.25 | 540 |  |  |  | NO | N/A | N/A | N/A | N/A | N/A | 4507804
| Kitchen Range Hoods | Chimney Hood | Broan-NuTone LLC | Best | WCS1366SS | 36 | 0 |  | 6" | Vertical | HS | 0.1 | 560 | 11.5 | 352 | 1.5 | NO | N/A | N/A | N/A | N/A | N/A | 4507804
| Kitchen Range Hoods | Chimney Hood | Broan-NuTone LLC | Best | WCS1366SS | 36 | 0 |  | 8" | Vertical | WS | 0.004 | 120 | 0.3 | 47.4 | 2.5 | NO | N/A | N/A | N/A | N/A | N/A | 4507804
| Kitchen Range Hoods | Chimney Hood | Broan-NuTone LLC | Best | WCS1366SS | 36 | 0 |  | 8" | Vertical | HS | 0.25 | 580 |  |  |  | NO | N/A | N/A | N/A | N/A | N/A | 4507804
| Kitchen Range Hoods | Chimney Hood | Broan-NuTone LLC | Best | WCS1366SS | 36 | 0 |  | 8" | Vertical | HS | 0.1 | 600 | 11 | 362 | 1.6 | NO | N/A | N/A | N/A | N/A | N/A | 4507804
| Kitchen Range Hoods | Chimney Hood | Broan-NuTone LLC | Best | WCT1306SS | 30 | 0 |  | 3 1/4" X 10" | Horizontal | WS | 0.004 | 110 | <0.3 | 46.7 | 2.3 | NO | N/A | N/A | N/A | N/A | N/A | 4507806
| Kitchen Range Hoods | Chimney Hood | Broan-NuTone LLC | Best | WCT1306SS | 30 | 0 |  | 3 1/4" X 10" | Horizontal | HS | 0.25 | 550 |  |  |  | NO | N/A | N/A | N/A | N/A | N/A | 4507806
| Kitchen Range Hoods | Chimney Hood | Broan-NuTone LLC | Best | WCT1306SS | 30 | 0 |  | 3 1/4" X 10" | Horizontal | HS | 0.1 | 570 | 10 | 349 | 1.6 | NO | N/A | N/A | N/A | N/A | N/A | 4507806
| Kitchen Range Hoods | Chimney Hood | Broan-NuTone LLC | Best | WCT1306SS | 30 | 0 |  | 3 1/4" X 10" | Vertical | WS | 0.005 | 130 | <0.3 | 46.7 | 2.7 | NO | N/A | N/A | N/A | N/A | N/A | 4507806
| Kitchen Range Hoods | Chimney Hood | Broan-NuTone LLC | Best | WCT1306SS | 30 | 0 |  | 3 1/4" X 10" | Vertical | HS | 0.25 | 570 |  |  |  | NO | N/A | N/A | N/A | N/A | N/A | 4507806
| Kitchen Range Hoods | Chimney Hood | Broan-NuTone LLC | Best | WCT1306SS | 30 | 0 |  | 3 1/4" X 10" | Vertical | HS | 0.1 | 590 | 9.5 | 355 | 1.6 | NO | N/A | N/A | N/A | N/A | N/A | 4507806
| Kitchen Range Hoods | Chimney Hood | Broan-NuTone LLC | Best | WCT1306SS | 30 | 0 |  | 6" | Vertical | WS | 0.006 | 130 | <0.3 | 46.8 | 2.7 | NO | N/A | N/A | N/A | N/A | N/A | 4507806
| Kitchen Range Hoods | Chimney Hood | Broan-NuTone LLC | Best | WCT1306SS | 30 | 0 |  | 6" | Vertical | HS | 0.25 | 550 |  |  |  | NO | N/A | N/A | N/A | N/A | N/A | 4507806
| Kitchen Range Hoods | Chimney Hood | Broan-NuTone LLC | Best | WCT1306SS | 30 | 0 |  | 6" | Vertical | HS | 0.1 | 570 | 10.5 | 351 | 1.6 | NO | N/A | N/A | N/A | N/A | N/A | 4507806
| Kitchen Range Hoods | Chimney Hood | Broan-NuTone LLC | Best | WCT1306SS | 30 | 0 |  | 8" | Vertical | WS | 0.005 | 130 | 0.3 | 46.7 | 2.7 | NO | N/A | N/A | N/A | N/A | N/A | 4507806
| Kitchen Range Hoods | Chimney Hood | Broan-NuTone LLC | Best | WCT1306SS | 30 | 0 |  | 8" | Vertical | HS | 0.25 | 580 |  |  |  | NO | N/A | N/A | N/A | N/A | N/A | 4507806
| Kitchen Range Hoods | Chimney Hood | Broan-NuTone LLC | Best | WCT1306SS | 30 | 0 |  | 8" | Vertical | HS | 0.1 | 600 | 10 | 364 | 1.6 | NO | N/A | N/A | N/A | N/A | N/A | 4507806
| Kitchen Range Hoods | Chimney Hood | Broan-NuTone LLC | Best | WCT1366SS | 36 | 0 |  | 3 1/4" X 10" | Horizontal | WS | 0.004 | 110 | <0.3 | 46.7 | 2.3 | NO | N/A | N/A | N/A | N/A | N/A | 4507807
| Kitchen Range Hoods | Chimney Hood | Broan-NuTone LLC | Best | WCT1366SS | 36 | 0 |  | 3 1/4" X 10" | Horizontal | HS | 0.25 | 550 |  |  |  | NO | N/A | N/A | N/A | N/A | N/A | 4507807
| Kitchen Range Hoods | Chimney Hood | Broan-NuTone LLC | Best | WCT1366SS | 36 | 0 |  | 3 1/4" X 10" | Horizontal | HS | 0.1 | 570 | 10 | 349 | 1.6 | NO | N/A | N/A | N/A | N/A | N/A | 4507807
| Kitchen Range Hoods | Chimney Hood | Broan-NuTone LLC | Best | WCT1366SS | 36 | 0 |  | 3 1/4" X 10" | Vertical | WS | 0.005 | 130 | <0.3 | 46.7 | 2.7 | NO | N/A | N/A | N/A | N/A | N/A | 4507807
| Kitchen Range Hoods | Chimney Hood | Broan-NuTone LLC | Best | WCT1366SS | 36 | 0 |  | 3 1/4" X 10" | Vertical | HS | 0.25 | 570 |  |  |  | NO | N/A | N/A | N/A | N/A | N/A | 4507807
| Kitchen Range Hoods | Chimney Hood | Broan-NuTone LLC | Best | WCT1366SS | 36 | 0 |  | 3 1/4" X 10" | Vertical | HS | 0.1 | 590 | 9.5 | 355 | 1.6 | NO | N/A | N/A | N/A | N/A | N/A | 4507807
| Kitchen Range Hoods | Chimney Hood | Broan-NuTone LLC | Best | WCT1366SS | 36 | 0 |  | 6" | Vertical | WS | 0.006 | 130 | <0.3 | 46.8 | 2.7 | NO | N/A | N/A | N/A | N/A | N/A | 4507807
| Kitchen Range Hoods | Chimney Hood | Broan-NuTone LLC | Best | WCT1366SS | 36 | 0 |  | 6" | Vertical | HS | 0.25 | 550 |  |  |  | NO | N/A | N/A | N/A | N/A | N/A | 4507807
| Kitchen Range Hoods | Chimney Hood | Broan-NuTone LLC | Best | WCT1366SS | 36 | 0 |  | 6" | Vertical | HS | 0.1 | 570 | 10.5 | 351 | 1.6 | NO | N/A | N/A | N/A | N/A | N/A | 4507807
| Kitchen Range Hoods | Chimney Hood | Broan-NuTone LLC | Best | WCT1366SS | 36 | 0 |  | 8" | Vertical | WS | 0.005 | 130 | 0.3 | 46.7 | 2.7 | NO | N/A | N/A | N/A | N/A | N/A | 4507807
| Kitchen Range Hoods | Chimney Hood | Broan-NuTone LLC | Best | WCT1366SS | 36 | 0 |  | 8" | Vertical | HS | 0.25 | 580 |  |  |  | NO | N/A | N/A | N/A | N/A | N/A | 4507807
| Kitchen Range Hoods | Chimney Hood | Broan-NuTone LLC | Best | WCT1366SS | 36 | 0 |  | 8" | Vertical | HS | 0.1 | 600 | 10 | 364 | 1.6 | NO | N/A | N/A | N/A | N/A | N/A | 4507807
| Bathroom Exhaust Fans |  | Air King America LLC | Air King | WM100 |  | 0 |  | 4" | Horizontal | HS | 0.1 | 100 | 3.5 | 72.5 | 1.3 | NO | No | No | Yes | No | Yes | 1006924
| Bathroom Exhaust Fans |  | Air King America LLC | Air King | WM120 |  | 0 |  | 4" | Horizontal | HS | 0.1 | 120 | 5 |  |  | NO | No | No | Yes | No | Yes | 1006925
| Bathroom Exhaust Fans |  | Air King America LLC | Air King | WM50 |  | 0 |  | 4" | Horizontal | HS | 0.1 | 50 | 0.6 | 17.4 | 2.8 | Yes | Yes | Yes | Yes | Yes | Yes | 1006922
| Bathroom Exhaust Fans |  | Air King America LLC | Air King | WM50 |  | 0 |  | 4" | Horizontal | HS | 0.25 | 36 |  |  |  | Yes | Yes | Yes | Yes | Yes | Yes | 1006922
| Bathroom Exhaust Fans |  | Air King America LLC | Air King | WM70 |  | 0 |  | 4" | Horizontal | HS | 0.1 | 70 | 2 | 23.5 | 2.9 | Yes | Yes | Yes | Yes | Yes | Yes | 1006923
| Bathroom Exhaust Fans |  | Air King America LLC | Air King | WM70 |  | 0 |  | 4" | Horizontal | HS | 0.25 | 55 |  |  |  | Yes | Yes | Yes | Yes | Yes | Yes | 1006923
| Bathroom Exhaust Fans |  | Air King America LLC | Air King | WML50 |  | 0 |  | 4" | Horizontal | HS | 0.1 | 50 | 0.8 | 17.8 | 2.8 | Yes | Yes | Yes | Yes | Yes | Yes | 1006926
| Bathroom Exhaust Fans |  | Air King America LLC | Air King | WML50 |  | 0 |  | 4" | Horizontal | HS | 0.25 | 39 |  |  |  | Yes | Yes | Yes | Yes | Yes | Yes | 1006926
| Bathroom Exhaust Fans |  | Air King America LLC | Air King | WML70 |  | 0 |  | 4" | Horizontal | HS | 0.1 | 70 | 2 | 22.6 | 3.0 | Yes | Yes | Yes | Yes | Yes | Yes | 1006927
| Bathroom Exhaust Fans |  | Air King America LLC | Air King | WML70 |  | 0 |  | 4" | Horizontal | HS | 0.25 | 58 |  |  |  | Yes | Yes | Yes | Yes | Yes | Yes | 1006927
| Kitchen Range Hoods |  | Broan-NuTone LLC | Best | WPB9IQT48SB | 48 | 0 |  | 10" | Vertical | WS | 0.007 | 290 | 0.5 | 11.9 |  | NO | N/A | N/A | N/A | N/A | N/A | 4506401
| Kitchen Range Hoods |  | Broan-NuTone LLC | Best | WPB9IQT48SB | 48 | 0 |  | 10" | Vertical | HS | 0.1 | 1070 | 11.5 | 350 |  | NO | N/A | N/A | N/A | N/A | N/A | 4506401
| Kitchen Range Hoods |  | Broan-NuTone LLC | Best | WPB9IQT48SB | 48 | 0 |  | 10" | Vertical | HS | 0.25 | 990 |  |  |  | NO | N/A | N/A | N/A | N/A | N/A | 4506401
| Kitchen Range Hoods | Chimney Hood | Broan-NuTone LLC | Best | WPP13612SS | 36 | 0 |  | 10" | Vertical | HS | 0.1 | 1130 | 12 | 340 | 3.3 | NO | N/A | N/A | N/A | N/A | N/A | 4508242
| Kitchen Range Hoods | Chimney Hood | Broan-NuTone LLC | Best | WPP13612SS | 36 | 0 |  | 10" | Vertical | HS | 0.25 | 1070 |  |  |  | NO | N/A | N/A | N/A | N/A | N/A | 4508242
| Kitchen Range Hoods | Chimney Hood | Broan-NuTone LLC | Best | WPP13612SS | 36 | 0 |  | 10" | Vertical | WS | 0.008 | 330 | 0.9 | 14.5 | 22.7 | NO | N/A | N/A | N/A | N/A | N/A | 4508242
| Kitchen Range Hoods | Chimney Hood | Broan-NuTone LLC | Best | WPP1366SS | 36 | 0 |  | 8" | Vertical | HS | 0.1 | 630 | 10.5 | 189 | 3.3 | NO | N/A | N/A | N/A | N/A | N/A | 4508241
| Kitchen Range Hoods | Chimney Hood | Broan-NuTone LLC | Best | WPP1366SS | 36 | 0 |  | 8" | Vertical | HS | 0.25 | 590 |  |  |  | NO | N/A | N/A | N/A | N/A | N/A | 4508241
| Kitchen Range Hoods | Chimney Hood | Broan-NuTone LLC | Best | WPP1366SS | 36 | 0 |  | 8" | Vertical | WS | 0.004 | 120 | <0.3 | 6.9 | 17.3 | NO | N/A | N/A | N/A | N/A | N/A | 4508241
| Kitchen Range Hoods | Chimney Hood | Broan-NuTone LLC | Best | WPP14812SS | 48 | 0 |  | 10" | Vertical | HS | 0.1 | 1150 | 12 | 378 | 3.0 | NO | N/A | N/A | N/A | N/A | N/A | 4508243
| Kitchen Range Hoods | Chimney Hood | Broan-NuTone LLC | Best | WPP14812SS | 48 | 0 |  | 10" | Vertical | HS | 0.25 | 1100 |  |  |  | NO | N/A | N/A | N/A | N/A | N/A | 4508243
| Kitchen Range Hoods | Chimney Hood | Broan-NuTone LLC | Best | WPP14812SS | 48 | 0 |  | 10" | Vertical | WS | 0.006 | 280 | 0.6 | 12.9 | 21.7 | NO | N/A | N/A | N/A | N/A | N/A | 4508243
| Kitchen Range Hoods | Chimney Hood | Broan-NuTone LLC | Best | WPP9IQ36SB | 36 | 0 |  | 8" | Vertical | HS | 0.1 | 600 | 9.5 | 184 | 3.2 | NO | N/A | N/A | N/A | N/A | N/A | 4508088
| Kitchen Range Hoods | Chimney Hood | Broan-NuTone LLC | Best | WPP9IQ36SB | 36 | 0 |  | 8" | Vertical | HS | 0.25 | 560 |  |  |  | NO | N/A | N/A | N/A | N/A | N/A | 4508088
| Kitchen Range Hoods | Chimney Hood | Broan-NuTone LLC | Best | WPP9IQ36SB | 36 | 0 |  | 8" | Vertical | WS | 0.006 | 150 | <0.3 | 6.6 |  | NO | N/A | N/A | N/A | N/A | N/A | 4508088
| Kitchen Range Hoods | Chimney Hood | Broan-NuTone LLC | Best | WPP9IQ42SB | 42 | 0 |  | 8" | Vertical | WS | 0.006 | 150 | <0.3 | 6.6 |  | NO | N/A | N/A | N/A | N/A | N/A | 4508089
| Kitchen Range Hoods | Chimney Hood | Broan-NuTone LLC | Best | WPP9IQ42SB | 42 | 0 |  | 8" | Vertical | HS | 0.25 | 560 |  |  |  | NO | N/A | N/A | N/A | N/A | N/A | 4508089
| Kitchen Range Hoods | Chimney Hood | Broan-NuTone LLC | Best | WPP9IQ42SB | 42 | 0 |  | 8" | Vertical | HS | 0.1 | 600 | 9.5 | 184 |  | NO | N/A | N/A | N/A | N/A | N/A | 4508089
| Kitchen Range Hoods | Chimney Hood | Broan-NuTone LLC | Best | WPP9IQT36SB | 36 | 0 |  | 10" | Vertical | HS | 0.1 | 1100 | 13 | 392 |  | NO | N/A | N/A | N/A | N/A | N/A | 4508090
| Kitchen Range Hoods | Chimney Hood | Broan-NuTone LLC | Best | WPP9IQT36SB | 36 | 0 |  | 10" | Vertical | HS | 0.25 | 1040 |  |  |  | NO | N/A | N/A | N/A | N/A | N/A | 4508090
| Kitchen Range Hoods | Chimney Hood | Broan-NuTone LLC | Best | WPP9IQT36SB | 36 | 0 |  | 10" | Vertical | WS | 0.008 | 330 | 0.6 | 13.8 |  | NO | N/A | N/A | N/A | N/A | N/A | 4508090
| Kitchen Range Hoods | Chimney Hood | Broan-NuTone LLC | Best | WPP9IQT42SB | 42 | 0 |  | 10" | Vertical | WS | 0.008 | 330 | 0.6 | 13.8 |  | NO | N/A | N/A | N/A | N/A | N/A | 4508091
| Kitchen Range Hoods | Chimney Hood | Broan-NuTone LLC | Best | WPP9IQT42SB | 42 | 0 |  | 10" | Vertical | HS | 0.25 | 1040 |  |  |  | NO | N/A | N/A | N/A | N/A | N/A | 4508091
| Kitchen Range Hoods | Chimney Hood | Broan-NuTone LLC | Best | WPP9IQT42SB | 42 | 0 |  | 10" | Vertical | HS | 0.1 | 1100 | 13 | 392 |  | NO | N/A | N/A | N/A | N/A | N/A | 4508091
| Kitchen Range Hoods | Chimney Hood | Broan-NuTone LLC | Best | WPP9IQT48SB | 48 | 0 |  | 10" | Vertical | WS | 0.008 | 330 | 0.6 | 13.8 |  | NO | N/A | N/A | N/A | N/A | N/A | 4508092
| Kitchen Range Hoods | Chimney Hood | Broan-NuTone LLC | Best | WPP9IQT48SB | 48 | 0 |  | 10" | Vertical | HS | 0.25 | 1040 |  |  |  | NO | N/A | N/A | N/A | N/A | N/A | 4508092
| Kitchen Range Hoods | Chimney Hood | Broan-NuTone LLC | Best | WPP9IQT48SB | 48 | 0 |  | 10" | Vertical | HS | 0.1 | 1100 | 13 | 392 |  | NO | N/A | N/A | N/A | N/A | N/A | 4508092
| Kitchen Range Hoods | Chimney Hood | The Home Depot USA Inc. | Vissani | WT0776 | 30 | 0 |  | 6" | Vertical | LS | 0.1 | 200 | 2.5 |  |  | NO | N/A | N/A | N/A | N/A | N/A | 4507580
| Kitchen Range Hoods | Chimney Hood | The Home Depot USA Inc. | Vissani | WT0776 | 30 | 0 |  | 6" | Vertical | HS | 0.1 | 400 | 8.5 |  |  | NO | N/A | N/A | N/A | N/A | N/A | 4507580
| Kitchen Range Hoods | Chimney Hood | The Home Depot USA Inc. | Vissani | WT0976 | 30 | 0 |  | 6" | Vertical | LS | 0.1 | 240 | 3 |  |  | NO | N/A | N/A | N/A | N/A | N/A | 4508146
| Kitchen Range Hoods | Chimney Hood | The Home Depot USA Inc. | Vissani | WT0976 | 30 | 0 |  | 6" | Vertical | HS | 0.1 | 340 | 5 |  |  | NO | N/A | N/A | N/A | N/A | N/A | 4508146
| Bathroom Exhaust Fans |  | Homewerks Worldwide LLC | Homewerks Worldwide | X-50-LED |  | 0 |  | 4" | Horizontal Exhaust | HS | 0.1 | 50 | 2 | 17.7 | 2.8 | NO | Yes | Yes | Yes | No | Yes | 1006678
| Bathroom Exhaust Fans |  | Homewerks Worldwide LLC | Homewerks Worldwide | X-50-LED |  | 0 |  | 4" | Horizontal Exhaust | HS | 0.25 | 30 |  | 16 | 1.8 | NO | Yes | Yes | Yes | No | Yes | 1006678
| Bathroom Exhaust Fans |  | Broan-NuTone LLC | Broan | XB110 |  | 0 |  | 6" | Horizontal | HS | 0.1 | 110 | <0.3 | 7.7 | 14.2 | Yes | Yes | Yes | Yes | Yes | Yes | 1003424
| Bathroom Exhaust Fans |  | Broan-NuTone LLC | Broan | XB110 |  | 0 |  | 6" | Horizontal | HS | 0.25 | 110 |  |  |  | Yes | Yes | Yes | Yes | Yes | Yes | 1003424
| Bathroom Exhaust Fans |  | Broan-NuTone LLC | Broan | XB110 = XB000H with XB110F |  | 0 |  | 6" | Horizontal | HS | 0.25 | 110 |  |  |  | Yes | Yes | Yes | Yes | Yes | Yes | 1005771
| Bathroom Exhaust Fans |  | Broan-NuTone LLC | Broan | XB110 = XB000H with XB110F |  | 0 |  | 6" | Horizontal | HS | 0.1 | 110 | <0.3 | 7.7 | 14.2 | Yes | Yes | Yes | Yes | Yes | Yes | 1005771
| Bathroom Exhaust Fans |  | Broan-NuTone LLC | Broan | XB110H |  | 0 |  | 6" | Horizontal | HS | 0.1 | 110 | <0.3 | 7.7 | 14.2 | Yes | Yes | Yes | Yes | Yes | Yes | 1007418
| Bathroom Exhaust Fans |  | Broan-NuTone LLC | Broan | XB110H |  | 0 |  | 6" | Horizontal | HS | 0.25 | 110 |  |  |  | Yes | Yes | Yes | Yes | Yes | Yes | 1007418
| Bathroom Exhaust Fans |  | Broan-NuTone LLC | Broan | XB110HL1 |  | 0 |  | 6" | Horizontal | HS | 0.1 | 110 | <0.3 | 8.7 | 12.6 | Yes | Yes | Yes | Yes | Yes | Yes | 1007420
| Bathroom Exhaust Fans |  | Broan-NuTone LLC | Broan | XB110HL1 |  | 0 |  | 6" | Horizontal | HS | 0.25 | 110 |  |  |  | Yes | Yes | Yes | Yes | Yes | Yes | 1007420
| Bathroom Exhaust Fans |  | Broan-NuTone LLC | Broan (Canada) | XB110L1 |  | 0 |  | 6" | Horizontal | HS | 0.1 | 110 | <0.3 | 8.7 | 12.6 | Yes | Yes | Yes | Yes | Yes | Yes | 1005163
| Bathroom Exhaust Fans |  | Broan-NuTone LLC | Broan (Canada) | XB110L1 |  | 0 |  | 6" | Horizontal | HS | 0.25 | 110 |  |  |  | Yes | Yes | Yes | Yes | Yes | Yes | 1005163
| Bathroom Exhaust Fans |  | Broan-NuTone LLC | Broan | XB50 |  | 0 |  | 4" | Horizontal | HS | 0.1 | 50 | <0.3 | 5.1 | 9.8 | Yes | Yes | Yes | Yes | Yes | Yes | 1003473
| Bathroom Exhaust Fans |  | Broan-NuTone LLC | Broan | XB50 |  | 0 |  | 6" | Horizontal | HS | 0.1 | 50 | <0.3 | 4.9 | 10.2 | Yes | Yes | Yes | Yes | Yes | Yes | 1003473
| Bathroom Exhaust Fans |  | Broan-NuTone LLC | Broan | XB50 |  | 0 |  | 4" | Horizontal | HS | 0.25 | 50 |  |  |  | Yes | Yes | Yes | Yes | Yes | Yes | 1003473
| Bathroom Exhaust Fans |  | Broan-NuTone LLC | Broan | XB50 |  | 0 |  | 6" | Horizontal | HS | 0.25 | 49 |  |  |  | Yes | Yes | Yes | Yes | Yes | Yes | 1003473
| Bathroom Exhaust Fans |  | Broan-NuTone LLC | Broan | XB50 = XB00H with XB50F |  | 0 |  | 6" | Horizontal | HS | 0.1 | 50 | <0.3 | 4.9 | 10.2 | Yes | Yes | Yes | Yes | Yes | Yes | 1005772
| Bathroom Exhaust Fans |  | Broan-NuTone LLC | Broan | XB50 = XB00H with XB50F |  | 0 |  | 4" | Horizontal | HS | 0.1 | 50 | <0.3 | 5.1 | 9.8 | Yes | Yes | Yes | Yes | Yes | Yes | 1005772
| Bathroom Exhaust Fans |  | Broan-NuTone LLC | Broan | XB50 = XB00H with XB50F |  | 0 |  | 6" | Horizontal | HS | 0.25 | 49 |  |  |  | Yes | Yes | Yes | Yes | Yes | Yes | 1005772
| Bathroom Exhaust Fans |  | Broan-NuTone LLC | Broan | XB50 = XB00H with XB50F |  | 0 |  | 4" | Horizontal | HS | 0.25 | 50 |  |  |  | Yes | Yes | Yes | Yes | Yes | Yes | 1005772
| Bathroom Exhaust Fans |  | Broan-NuTone LLC | Broan | XB50L1 |  | 0 |  | 6" | Horizontal | HS | 0.1 | 50 | <0.3 | 4.9 | 10.2 | Yes | Yes | Yes | Yes | Yes | Yes | 1007081
| Bathroom Exhaust Fans |  | Broan-NuTone LLC | Broan | XB50L1 |  | 0 |  | 4" | Horizontal | HS | 0.1 | 50 | <0.3 | 5.3 | 9.4 | Yes | Yes | Yes | Yes | Yes | Yes | 1007081
| Bathroom Exhaust Fans |  | Broan-NuTone LLC | Broan | XB50L1 |  | 0 |  | 6" | Horizontal | HS | 0.25 | 48 |  |  |  | Yes | Yes | Yes | Yes | Yes | Yes | 1007081
| Bathroom Exhaust Fans |  | Broan-NuTone LLC | Broan | XB50L1 |  | 0 |  | 4" | Horizontal | HS | 0.25 | 50 |  |  |  | Yes | Yes | Yes | Yes | Yes | Yes | 1007081
| Bathroom Exhaust Fans |  | Broan-NuTone LLC | Broan | XB80 |  | 0 |  | 4" | Horizontal | HS | 0.1 | 80 | 0.3 | 7.6 | 10.5 | Yes | Yes | Yes | Yes | Yes | Yes | 1003466
| Bathroom Exhaust Fans |  | Broan-NuTone LLC | Broan | XB80 |  | 0 |  | 4" | Horizontal | HS | 0.25 | 80 |  |  |  | Yes | Yes | Yes | Yes | Yes | Yes | 1003466
| Bathroom Exhaust Fans |  | Broan-NuTone LLC | Broan | XB80 |  | 0 |  | 6" | Horizontal | HS | 0.1 | 80 | <0.3 | 5.8 | 13.7 | Yes | Yes | Yes | Yes | Yes | Yes | 1003466
| Bathroom Exhaust Fans |  | Broan-NuTone LLC | Broan | XB80 |  | 0 |  | 6" | Horizontal | HS | 0.25 | 79 |  |  |  | Yes | Yes | Yes | Yes | Yes | Yes | 1003466
| Bathroom Exhaust Fans |  | Broan-NuTone LLC | Broan | XB80 = XB00H with XB80F |  | 0 |  | 6" | Horizontal | HS | 0.1 | 80 | <0.3 | 5.8 | 13.7 | Yes | Yes | Yes | Yes | Yes | Yes | 1005773
| Bathroom Exhaust Fans |  | Broan-NuTone LLC | Broan | XB80 = XB00H with XB80F |  | 0 |  | 4" | Horizontal | HS | 0.1 | 80 | 0.3 | 7.6 | 10.5 | Yes | Yes | Yes | Yes | Yes | Yes | 1005773
| Bathroom Exhaust Fans |  | Broan-NuTone LLC | Broan | XB80 = XB00H with XB80F |  | 0 |  | 6" | Horizontal | HS | 0.25 | 79 |  |  |  | Yes | Yes | Yes | Yes | Yes | Yes | 1005773
| Bathroom Exhaust Fans |  | Broan-NuTone LLC | Broan | XB80 = XB00H with XB80F |  | 0 |  | 4" | Horizontal | HS | 0.25 | 80 |  |  |  | Yes | Yes | Yes | Yes | Yes | Yes | 1005773
| Kitchen Range Hoods | Chimney Hood | Zephyr Corporation | Zephyr | ZAM-E30AS | 30 | 0 |  | 6" | Vertical Exhaust | HS | 0.25 | 490 |  | 332 | 1.4 | NO | N/A | N/A | N/A | N/A | N/A | 4508545
| Kitchen Range Hoods | Chimney Hood | Zephyr Corporation | Zephyr | ZAM-E30AS | 30 | 0 |  | 6" | Vertical Exhaust | WS | 0.014 | 180 | 0.7 | 124 | 1.4 | NO | N/A | N/A | N/A | N/A | N/A | 4508545
| Kitchen Range Hoods | Chimney Hood | Zephyr Corporation | Zephyr | ZAM-E30AS | 30 | 0 |  | 6" | Vertical Exhaust | HS | 0.1 | 500 | 8 | 339 | 1.4 | NO | N/A | N/A | N/A | N/A | N/A | 4508545
| Kitchen Range Hoods | Chimney Hood | Zephyr Corporation | Zephyr | ZAM-E36AS | 36 | 0 |  | 6" | Vertical | HS | 0.25 | 490 |  | 332 | 1.4 | NO | N/A | N/A | N/A | N/A | N/A | 4508546
| Kitchen Range Hoods | Chimney Hood | Zephyr Corporation | Zephyr | ZAM-E36AS | 36 | 0 |  | 6" | Vertical | WS | 0.014 | 180 | 0.7 | 124 | 1.4 | NO | N/A | N/A | N/A | N/A | N/A | 4508546
| Kitchen Range Hoods | Chimney Hood | Zephyr Corporation | Zephyr | ZAM-E36AS | 36 | 0 |  | 6" | Vertical | HS | 0.1 | 500 | 8 | 339 | 1.4 | NO | N/A | N/A | N/A | N/A | N/A | 4508546
| Kitchen Range Hoods | Chimney Hood | Zephyr Corporation | Zephyr | ZAN-E30DBS | 30 | 0 |  | 6" | Vertical | HS | 0.1 | 560 | 12 | 355 | 1.5 | NO | N/A | N/A | N/A | N/A | N/A | 4507505
| Kitchen Range Hoods | Chimney Hood | Zephyr Corporation | Zephyr | ZAN-E30DBS | 30 | 0 |  | 6" | Vertical | HS | 0.25 | 540 |  | 349 | 1.5 | NO | N/A | N/A | N/A | N/A | N/A | 4507505
| Kitchen Range Hoods | Chimney Hood | Zephyr Corporation | Zephyr | ZAN-E30DBS | 30 | 0 |  | 6" | Vertical | WS | 0.014 | 210 | 2 | 157 | 1.3 | NO | N/A | N/A | N/A | N/A | N/A | 4507505
| Kitchen Range Hoods | Chimney Hood | Zephyr Corporation | Zephyr | ZAN-E30DS | 30 | 0 |  | 6" | Vertical | HS | 0.1 | 560 | 12 | 355 | 1.5 | NO | N/A | N/A | N/A | N/A | N/A | 4507506
| Kitchen Range Hoods | Chimney Hood | Zephyr Corporation | Zephyr | ZAN-E30DS | 30 | 0 |  | 6" | Vertical | HS | 0.25 | 540 |  | 349 | 1.5 | NO | N/A | N/A | N/A | N/A | N/A | 4507506
| Kitchen Range Hoods | Chimney Hood | Zephyr Corporation | Zephyr | ZAN-E30DS | 30 | 0 |  | 6" | Vertical | WS | 0.014 | 210 | 2 | 157 | 1.3 | NO | N/A | N/A | N/A | N/A | N/A | 4507506
| Kitchen Range Hoods | Chimney Hood | Zephyr Corporation | Zephyr | ZAN-M90DS | 36 | 0 |  | 6" | Vertical | HS | 0.1 | 560 | 12 | 355 | 1.5 | NO | N/A | N/A | N/A | N/A | N/A | 4507507
| Kitchen Range Hoods | Chimney Hood | Zephyr Corporation | Zephyr | ZAN-M90DS | 36 | 0 |  | 6" | Vertical | HS | 0.25 | 540 |  | 349 | 1.5 | NO | N/A | N/A | N/A | N/A | N/A | 4507507
| Kitchen Range Hoods | Chimney Hood | Zephyr Corporation | Zephyr | ZAN-M90DS | 36 | 0 |  | 6" | Vertical | WS | 0.014 | 210 | 2 | 157 | 1.3 | NO | N/A | N/A | N/A | N/A | N/A | 4507507
| Kitchen Range Hoods | Island Hood | Zephyr Corporation | Zephyr | ZAZ-E42DS | 42 | 0 |  | 6" | Vertical | HS | 0.1 | 560 | 12 | 355 | 1.5 | NO | N/A | N/A | N/A | N/A | N/A | 4507712
| Kitchen Range Hoods | Island Hood | Zephyr Corporation | Zephyr | ZAZ-E42DS | 42 | 0 |  | 6" | Vertical | HS | 0.25 | 540 |  | 349 | 1.5 | NO | N/A | N/A | N/A | N/A | N/A | 4507712
| Kitchen Range Hoods | Island Hood | Zephyr Corporation | Zephyr | ZAZ-E42DS | 42 | 0 |  | 6" | Vertical | WS | 0.014 | 210 | 2 | 157 | 1.3 | NO | N/A | N/A | N/A | N/A | N/A | 4507712
| Kitchen Range Hoods | Island Hood | Zephyr Corporation | Zephyr | ZAZ-M90DS | 36 | 0 |  | 6" | Vertical | HS | 0.1 | 560 | 12 | 355 | 1.5 | NO | N/A | N/A | N/A | N/A | N/A | 4507849
| Kitchen Range Hoods | Island Hood | Zephyr Corporation | Zephyr | ZAZ-M90DS | 36 | 0 |  | 6" | Vertical | HS | 0.25 | 540 |  | 349 | 1.5 | NO | N/A | N/A | N/A | N/A | N/A | 4507849
| Kitchen Range Hoods | Island Hood | Zephyr Corporation | Zephyr | ZAZ-M90DS | 36 | 0 |  | 6" | Vertical | WS | 0.014 | 210 | 2 | 157 | 1.3 | NO | N/A | N/A | N/A | N/A | N/A | 4507849
| Bathroom Exhaust Fans |  | Broan-NuTone LLC | Broan | ZB110 |  | 0 |  | 6" | Horizontal | 110 CFM | 0.1 | 110 | <0.3 | 7.7 | 14.2 | Yes | Yes | Yes | Yes | Yes | Yes | 1003433
| Bathroom Exhaust Fans |  | Broan-NuTone LLC | Broan | ZB110 |  | 0 |  | 6" | Horizontal | 100 CFM | 0.1 | 100 | <0.3 | 7 | 14.2 | Yes | Yes | Yes | Yes | Yes | Yes | 1003433
| Bathroom Exhaust Fans |  | Broan-NuTone LLC | Broan | ZB110 |  | 0 |  | 6" | Horizontal | 90 CFM | 0.1 | 90 | <0.3 | 6.4 | 14.0 | Yes | Yes | Yes | Yes | Yes | Yes | 1003433
| Bathroom Exhaust Fans |  | Broan-NuTone LLC | Broan | ZB110 |  | 0 |  | 6" | Horizontal | 80 CFM | 0.1 | 80 | <0.3 | 5.8 | 13.7 | Yes | Yes | Yes | Yes | Yes | Yes | 1003433
| Bathroom Exhaust Fans |  | Broan-NuTone LLC | Broan | ZB110 |  | 0 |  | 6" | Horizontal | 70 CFM | 0.1 | 70 | <0.3 | 5.1 | 13.7 | Yes | Yes | Yes | Yes | Yes | Yes | 1003433
| Bathroom Exhaust Fans |  | Broan-NuTone LLC | Broan | ZB110 |  | 0 |  | 6" | Horizontal | 60 CFM | 0.1 | 60 | <0.3 | 4.6 | 13.0 | Yes | Yes | Yes | Yes | Yes | Yes | 1003433
| Bathroom Exhaust Fans |  | Broan-NuTone LLC | Broan | ZB110 |  | 0 |  | 6" | Horizontal | 50 CFM | 0.1 | 50 | <0.3 | 4.1 | 12.1 | Yes | Yes | Yes | Yes | Yes | Yes | 1003433
| Bathroom Exhaust Fans |  | Broan-NuTone LLC | Broan | ZB110 |  | 0 |  | 6" | Horizontal | 40 CFM | 0.1 | 40 | <0.3 | 3.7 | 10.8 | Yes | Yes | Yes | Yes | Yes | Yes | 1003433
| Bathroom Exhaust Fans |  | Broan-NuTone LLC | Broan | ZB110 |  | 0 |  | 6" | Horizontal | 30 CFM | 0.1 | 30 | <0.3 | 3.3 | 9.0 | Yes | Yes | Yes | Yes | Yes | Yes | 1003433
| Bathroom Exhaust Fans |  | Broan-NuTone LLC | Broan | ZB110 |  | 0 |  | 6" | Horizontal | 110 CFM | 0.25 | 110 |  |  |  | Yes | Yes | Yes | Yes | Yes | Yes | 1003433
| Bathroom Exhaust Fans |  | Broan-NuTone LLC | Broan | ZB110 |  | 0 |  | 6" | Horizontal | 100 CFM | 0.25 | 100 |  |  |  | Yes | Yes | Yes | Yes | Yes | Yes | 1003433
| Bathroom Exhaust Fans |  | Broan-NuTone LLC | Broan | ZB110 |  | 0 |  | 6" | Horizontal | 90 CFM | 0.25 | 90 |  |  |  | Yes | Yes | Yes | Yes | Yes | Yes | 1003433
| Bathroom Exhaust Fans |  | Broan-NuTone LLC | Broan | ZB110 |  | 0 |  | 6" | Horizontal | 80 CFM | 0.25 | 80 |  |  |  | Yes | Yes | Yes | Yes | Yes | Yes | 1003433
| Bathroom Exhaust Fans |  | Broan-NuTone LLC | Broan | ZB110 |  | 0 |  | 6" | Horizontal | 70 CFM | 0.25 | 70 |  |  |  | Yes | Yes | Yes | Yes | Yes | Yes | 1003433
| Bathroom Exhaust Fans |  | Broan-NuTone LLC | Broan | ZB110 |  | 0 |  | 6" | Horizontal | 60 CFM | 0.25 | 60 |  |  |  | Yes | Yes | Yes | Yes | Yes | Yes | 1003433
| Bathroom Exhaust Fans |  | Broan-NuTone LLC | Broan | ZB110 |  | 0 |  | 6" | Horizontal | 50 CFM | 0.25 | 50 |  |  |  | Yes | Yes | Yes | Yes | Yes | Yes | 1003433
| Bathroom Exhaust Fans |  | Broan-NuTone LLC | Broan | ZB110 |  | 0 |  | 6" | Horizontal | 40 CFM | 0.25 | 40 |  |  |  | Yes | Yes | Yes | Yes | Yes | Yes | 1003433
| Bathroom Exhaust Fans |  | Broan-NuTone LLC | Broan | ZB110 |  | 0 |  | 6" | Horizontal | 30 CFM | 0.25 | 30 |  |  |  | Yes | Yes | Yes | Yes | Yes | Yes | 1003433
| Bathroom Exhaust Fans |  | Broan-NuTone LLC | Broan | ZB110 = ZB000H with ZB110F |  | 0 |  | 6" | Horizontal | 110 CFM | 0.1 | 110 | <0.3 | 7.7 | 14.2 | Yes | Yes | Yes | Yes | Yes | Yes | 1005774
| Bathroom Exhaust Fans |  | Broan-NuTone LLC | Broan | ZB110 = ZB000H with ZB110F |  | 0 |  | 6" | Horizontal | 100 CFM | 0.1 | 100 | <0.3 | 7 | 14.2 | Yes | Yes | Yes | Yes | Yes | Yes | 1005774
| Bathroom Exhaust Fans |  | Broan-NuTone LLC | Broan | ZB110 = ZB000H with ZB110F |  | 0 |  | 6" | Horizontal | 90 CFM | 0.1 | 90 | <0.3 | 6.4 | 14.0 | Yes | Yes | Yes | Yes | Yes | Yes | 1005774
| Bathroom Exhaust Fans |  | Broan-NuTone LLC | Broan | ZB110 = ZB000H with ZB110F |  | 0 |  | 6" | Horizontal | 80 CFM | 0.1 | 80 | <0.3 | 5.8 | 13.7 | Yes | Yes | Yes | Yes | Yes | Yes | 1005774
| Bathroom Exhaust Fans |  | Broan-NuTone LLC | Broan | ZB110 = ZB000H with ZB110F |  | 0 |  | 6" | Horizontal | 70 CFM | 0.1 | 70 | <0.3 | 5.1 | 13.7 | Yes | Yes | Yes | Yes | Yes | Yes | 1005774
| Bathroom Exhaust Fans |  | Broan-NuTone LLC | Broan | ZB110 = ZB000H with ZB110F |  | 0 |  | 6" | Horizontal | 60 CFM | 0.1 | 60 | <0.3 | 4.6 | 13.0 | Yes | Yes | Yes | Yes | Yes | Yes | 1005774
| Bathroom Exhaust Fans |  | Broan-NuTone LLC | Broan | ZB110 = ZB000H with ZB110F |  | 0 |  | 6" | Horizontal | 50 CFM | 0.1 | 50 | <0.3 | 4.1 | 12.1 | Yes | Yes | Yes | Yes | Yes | Yes | 1005774
| Bathroom Exhaust Fans |  | Broan-NuTone LLC | Broan | ZB110 = ZB000H with ZB110F |  | 0 |  | 6" | Horizontal | 40 CFM | 0.1 | 40 | <0.3 | 3.7 | 10.8 | Yes | Yes | Yes | Yes | Yes | Yes | 1005774
| Bathroom Exhaust Fans |  | Broan-NuTone LLC | Broan | ZB110 = ZB000H with ZB110F |  | 0 |  | 6" | Horizontal | 30 CFM | 0.1 | 30 | <0.3 | 3.3 | 9.0 | Yes | Yes | Yes | Yes | Yes | Yes | 1005774
| Bathroom Exhaust Fans |  | Broan-NuTone LLC | Broan | ZB110 = ZB000H with ZB110F |  | 0 |  | 6" | Horizontal | 110 CFM | 0.25 | 110 |  |  |  | Yes | Yes | Yes | Yes | Yes | Yes | 1005774
| Bathroom Exhaust Fans |  | Broan-NuTone LLC | Broan | ZB110 = ZB000H with ZB110F |  | 0 |  | 6" | Horizontal | 30 CFM | 0.25 | 30 |  |  |  | Yes | Yes | Yes | Yes | Yes | Yes | 1005774
| Bathroom Exhaust Fans |  | Broan-NuTone LLC | Broan | ZB110 = ZB000H with ZB110F |  | 0 |  | 6" | Horizontal | 40 CFM | 0.25 | 40 |  |  |  | Yes | Yes | Yes | Yes | Yes | Yes | 1005774
| Bathroom Exhaust Fans |  | Broan-NuTone LLC | Broan | ZB110 = ZB000H with ZB110F |  | 0 |  | 6" | Horizontal | 50 CFM | 0.25 | 50 |  |  |  | Yes | Yes | Yes | Yes | Yes | Yes | 1005774
| Bathroom Exhaust Fans |  | Broan-NuTone LLC | Broan | ZB110 = ZB000H with ZB110F |  | 0 |  | 6" | Horizontal | 60 CFM | 0.25 | 60 |  |  |  | Yes | Yes | Yes | Yes | Yes | Yes | 1005774
| Bathroom Exhaust Fans |  | Broan-NuTone LLC | Broan | ZB110 = ZB000H with ZB110F |  | 0 |  | 6" | Horizontal | 70 CFM | 0.25 | 70 |  |  |  | Yes | Yes | Yes | Yes | Yes | Yes | 1005774
| Bathroom Exhaust Fans |  | Broan-NuTone LLC | Broan | ZB110 = ZB000H with ZB110F |  | 0 |  | 6" | Horizontal | 80 CFM | 0.25 | 80 |  |  |  | Yes | Yes | Yes | Yes | Yes | Yes | 1005774
| Bathroom Exhaust Fans |  | Broan-NuTone LLC | Broan | ZB110 = ZB000H with ZB110F |  | 0 |  | 6" | Horizontal | 90 CFM | 0.25 | 90 |  |  |  | Yes | Yes | Yes | Yes | Yes | Yes | 1005774
| Bathroom Exhaust Fans |  | Broan-NuTone LLC | Broan | ZB110 = ZB000H with ZB110F |  | 0 |  | 6" | Horizontal | 100 CFM | 0.25 | 100 |  |  |  | Yes | Yes | Yes | Yes | Yes | Yes | 1005774
| Bathroom Exhaust Fans |  | Broan-NuTone LLC | Broan | ZB110H |  | 0 |  | 6" | Horizontal | 110 CFM | 0.1 | 110 | <0.3 | 7.7 | 14.2 | Yes | Yes | Yes | Yes | Yes | Yes | 1007419
| Bathroom Exhaust Fans |  | Broan-NuTone LLC | Broan | ZB110H |  | 0 |  | 6" | Horizontal | 100 CFM | 0.1 | 100 | <0.3 | 7 | 14.2 | Yes | Yes | Yes | Yes | Yes | Yes | 1007419
| Bathroom Exhaust Fans |  | Broan-NuTone LLC | Broan | ZB110H |  | 0 |  | 6" | Horizontal | 90 CFM | 0.1 | 90 | <0.3 | 6.4 | 14.0 | Yes | Yes | Yes | Yes | Yes | Yes | 1007419
| Bathroom Exhaust Fans |  | Broan-NuTone LLC | Broan | ZB110H |  | 0 |  | 6" | Horizontal | 80 CFM | 0.1 | 80 | <0.3 | 5.8 | 13.7 | Yes | Yes | Yes | Yes | Yes | Yes | 1007419
| Bathroom Exhaust Fans |  | Broan-NuTone LLC | Broan | ZB110H |  | 0 |  | 6" | Horizontal | 70 CFM | 0.1 | 70 | <0.3 | 5.1 | 13.7 | Yes | Yes | Yes | Yes | Yes | Yes | 1007419
| Bathroom Exhaust Fans |  | Broan-NuTone LLC | Broan | ZB110H |  | 0 |  | 6" | Horizontal | 60 CFM | 0.1 | 60 | <0.3 | 4.6 | 13.0 | Yes | Yes | Yes | Yes | Yes | Yes | 1007419
| Bathroom Exhaust Fans |  | Broan-NuTone LLC | Broan | ZB110H |  | 0 |  | 6" | Horizontal | 50 CFM | 0.1 | 50 | <0.3 | 4.1 | 12.1 | Yes | Yes | Yes | Yes | Yes | Yes | 1007419
| Bathroom Exhaust Fans |  | Broan-NuTone LLC | Broan | ZB110H |  | 0 |  | 6" | Horizontal | 40 CFM | 0.1 | 40 | <0.3 | 3.7 | 10.8 | Yes | Yes | Yes | Yes | Yes | Yes | 1007419
| Bathroom Exhaust Fans |  | Broan-NuTone LLC | Broan | ZB110H |  | 0 |  | 6" | Horizontal | 30 CFM | 0.1 | 30 | <0.3 | 3.3 | 9.0 | Yes | Yes | Yes | Yes | Yes | Yes | 1007419
| Bathroom Exhaust Fans |  | Broan-NuTone LLC | Broan | ZB110H |  | 0 |  | 6" | Horizontal | 110 CFM | 0.25 | 110 |  |  |  | Yes | Yes | Yes | Yes | Yes | Yes | 1007419
| Bathroom Exhaust Fans |  | Broan-NuTone LLC | Broan | ZB110H |  | 0 |  | 6" | Horizontal | 30 CFM | 0.25 | 30 |  |  |  | Yes | Yes | Yes | Yes | Yes | Yes | 1007419
| Bathroom Exhaust Fans |  | Broan-NuTone LLC | Broan | ZB110H |  | 0 |  | 6" | Horizontal | 40 CFM | 0.25 | 40 |  |  |  | Yes | Yes | Yes | Yes | Yes | Yes | 1007419
| Bathroom Exhaust Fans |  | Broan-NuTone LLC | Broan | ZB110H |  | 0 |  | 6" | Horizontal | 50 CFM | 0.25 | 50 |  |  |  | Yes | Yes | Yes | Yes | Yes | Yes | 1007419
| Bathroom Exhaust Fans |  | Broan-NuTone LLC | Broan | ZB110H |  | 0 |  | 6" | Horizontal | 60 CFM | 0.25 | 60 |  |  |  | Yes | Yes | Yes | Yes | Yes | Yes | 1007419
| Bathroom Exhaust Fans |  | Broan-NuTone LLC | Broan | ZB110H |  | 0 |  | 6" | Horizontal | 70 CFM | 0.25 | 70 |  |  |  | Yes | Yes | Yes | Yes | Yes | Yes | 1007419
| Bathroom Exhaust Fans |  | Broan-NuTone LLC | Broan | ZB110H |  | 0 |  | 6" | Horizontal | 80 CFM | 0.25 | 80 |  |  |  | Yes | Yes | Yes | Yes | Yes | Yes | 1007419
| Bathroom Exhaust Fans |  | Broan-NuTone LLC | Broan | ZB110H |  | 0 |  | 6" | Horizontal | 90 CFM | 0.25 | 90 |  |  |  | Yes | Yes | Yes | Yes | Yes | Yes | 1007419
| Bathroom Exhaust Fans |  | Broan-NuTone LLC | Broan | ZB110H |  | 0 |  | 6" | Horizontal | 100 CFM | 0.25 | 100 |  |  |  | Yes | Yes | Yes | Yes | Yes | Yes | 1007419
| Bathroom Exhaust Fans |  | Broan-NuTone LLC | Broan | ZB110HL1 |  | 0 |  | 6" | Horizontal | 110 CFM | 0.1 | 110 | <0.3 | 8.7 | 12.6 | Yes | Yes | Yes | Yes | Yes | Yes | 1005459
| Bathroom Exhaust Fans |  | Broan-NuTone LLC | Broan | ZB110HL1 |  | 0 |  | 6" | Horizontal | 100 CFM | 0.1 | 100 | <0.3 | 7.3 | 13.6 | Yes | Yes | Yes | Yes | Yes | Yes | 1005459
| Bathroom Exhaust Fans |  | Broan-NuTone LLC | Broan | ZB110HL1 |  | 0 |  | 6" | Horizontal | 90 CFM | 0.1 | 90 | <0.3 | 6.5 | 13.8 | Yes | Yes | Yes | Yes | Yes | Yes | 1005459
| Bathroom Exhaust Fans |  | Broan-NuTone LLC | Broan | ZB110HL1 |  | 0 |  | 6" | Horizontal | 80 CFM | 0.1 | 80 | <0.3 | 6 | 13.3 | Yes | Yes | Yes | Yes | Yes | Yes | 1005459
| Bathroom Exhaust Fans |  | Broan-NuTone LLC | Broan | ZB110HL1 |  | 0 |  | 6" | Horizontal | 70 CFM | 0.1 | 70 | <0.3 | 5.2 | 13.4 | Yes | Yes | Yes | Yes | Yes | Yes | 1005459
| Bathroom Exhaust Fans |  | Broan-NuTone LLC | Broan | ZB110HL1 |  | 0 |  | 6" | Horizontal | 60 CFM | 0.1 | 60 | <0.3 | 4.6 | 13.0 | Yes | Yes | Yes | Yes | Yes | Yes | 1005459
| Bathroom Exhaust Fans |  | Broan-NuTone LLC | Broan | ZB110HL1 |  | 0 |  | 6" | Horizontal | 50 CFM | 0.1 | 50 | <0.3 | 4.1 | 12.1 | Yes | Yes | Yes | Yes | Yes | Yes | 1005459
| Bathroom Exhaust Fans |  | Broan-NuTone LLC | Broan | ZB110HL1 |  | 0 |  | 6" | Horizontal | 40 CFM | 0.1 | 40 | <0.3 | 3.6 | 11.1 | Yes | Yes | Yes | Yes | Yes | Yes | 1005459
| Bathroom Exhaust Fans |  | Broan-NuTone LLC | Broan | ZB110HL1 |  | 0 |  | 6" | Horizontal | 30 CFM | 0.1 | 30 | <0.3 | 3.3 | 9.0 | Yes | Yes | Yes | Yes | Yes | Yes | 1005459
| Bathroom Exhaust Fans |  | Broan-NuTone LLC | Broan | ZB110HL1 |  | 0 |  | 6" | Horizontal | 110 CFM | 0.25 | 110 |  |  |  | Yes | Yes | Yes | Yes | Yes | Yes | 1005459
| Bathroom Exhaust Fans |  | Broan-NuTone LLC | Broan | ZB110HL1 |  | 0 |  | 6" | Horizontal | 100 CFM | 0.25 | 100 |  |  |  | Yes | Yes | Yes | Yes | Yes | Yes | 1005459
| Bathroom Exhaust Fans |  | Broan-NuTone LLC | Broan | ZB110HL1 |  | 0 |  | 6" | Horizontal | 90 CFM | 0.25 | 90 |  |  |  | Yes | Yes | Yes | Yes | Yes | Yes | 1005459
| Bathroom Exhaust Fans |  | Broan-NuTone LLC | Broan | ZB110HL1 |  | 0 |  | 6" | Horizontal | 80 CFM | 0.25 | 80 |  |  |  | Yes | Yes | Yes | Yes | Yes | Yes | 1005459
| Bathroom Exhaust Fans |  | Broan-NuTone LLC | Broan | ZB110HL1 |  | 0 |  | 6" | Horizontal | 70 CFM | 0.25 | 70 |  |  |  | Yes | Yes | Yes | Yes | Yes | Yes | 1005459
| Bathroom Exhaust Fans |  | Broan-NuTone LLC | Broan | ZB110HL1 |  | 0 |  | 6" | Horizontal | 60 CFM | 0.25 | 60 |  |  |  | Yes | Yes | Yes | Yes | Yes | Yes | 1005459
| Bathroom Exhaust Fans |  | Broan-NuTone LLC | Broan | ZB110HL1 |  | 0 |  | 6" | Horizontal | 50 CFM | 0.25 | 50 |  |  |  | Yes | Yes | Yes | Yes | Yes | Yes | 1005459
| Bathroom Exhaust Fans |  | Broan-NuTone LLC | Broan | ZB110HL1 |  | 0 |  | 6" | Horizontal | 40 CFM | 0.25 | 40 |  |  |  | Yes | Yes | Yes | Yes | Yes | Yes | 1005459
| Bathroom Exhaust Fans |  | Broan-NuTone LLC | Broan | ZB110HL1 |  | 0 |  | 6" | Horizontal | 30 CFM | 0.25 | 30 |  |  |  | Yes | Yes | Yes | Yes | Yes | Yes | 1005459
| Bathroom Exhaust Fans |  | Broan-NuTone LLC | Broan | ZB110L1 |  | 0 |  | 6" | Horizontal | 110 CFM | 0.1 | 110 | <0.3 | 8.7 | 12.6 | Yes | Yes | Yes | Yes | Yes | Yes | 1005461
| Bathroom Exhaust Fans |  | Broan-NuTone LLC | Broan | ZB110L1 |  | 0 |  | 6" | Horizontal | 100 CFM | 0.1 | 100 | <0.3 | 7.3 | 13.6 | Yes | Yes | Yes | Yes | Yes | Yes | 1005461
| Bathroom Exhaust Fans |  | Broan-NuTone LLC | Broan | ZB110L1 |  | 0 |  | 6" | Horizontal | 90 CFM | 0.1 | 90 | <0.3 | 6.5 | 13.8 | Yes | Yes | Yes | Yes | Yes | Yes | 1005461
| Bathroom Exhaust Fans |  | Broan-NuTone LLC | Broan | ZB110L1 |  | 0 |  | 6" | Horizontal | 80 CFM | 0.1 | 80 | <0.3 | 6 | 13.3 | Yes | Yes | Yes | Yes | Yes | Yes | 1005461
| Bathroom Exhaust Fans |  | Broan-NuTone LLC | Broan | ZB110L1 |  | 0 |  | 6" | Horizontal | 70 CFM | 0.1 | 70 | <0.3 | 5.2 | 13.4 | Yes | Yes | Yes | Yes | Yes | Yes | 1005461
| Bathroom Exhaust Fans |  | Broan-NuTone LLC | Broan | ZB110L1 |  | 0 |  | 6" | Horizontal | 60 CFM | 0.1 | 60 | <0.3 | 4.6 | 13.0 | Yes | Yes | Yes | Yes | Yes | Yes | 1005461
| Bathroom Exhaust Fans |  | Broan-NuTone LLC | Broan | ZB110L1 |  | 0 |  | 6" | Horizontal | 50 CFM | 0.1 | 50 | <0.3 | 4.1 | 12.1 | Yes | Yes | Yes | Yes | Yes | Yes | 1005461
| Bathroom Exhaust Fans |  | Broan-NuTone LLC | Broan | ZB110L1 |  | 0 |  | 6" | Horizontal | 40 CFM | 0.1 | 40 | <0.3 | 3.6 | 11.1 | Yes | Yes | Yes | Yes | Yes | Yes | 1005461
| Bathroom Exhaust Fans |  | Broan-NuTone LLC | Broan | ZB110L1 |  | 0 |  | 6" | Horizontal | 30 CFM | 0.1 | 30 | <0.3 | 3.3 | 9.0 | Yes | Yes | Yes | Yes | Yes | Yes | 1005461
| Bathroom Exhaust Fans |  | Broan-NuTone LLC | Broan | ZB110L1 |  | 0 |  | 6" | Horizontal | 110 CFM | 0.25 | 110 |  |  |  | Yes | Yes | Yes | Yes | Yes | Yes | 1005461
| Bathroom Exhaust Fans |  | Broan-NuTone LLC | Broan | ZB110L1 |  | 0 |  | 6" | Horizontal | 70 CFM | 0.25 | 70 |  |  |  | Yes | Yes | Yes | Yes | Yes | Yes | 1005461
| Bathroom Exhaust Fans |  | Broan-NuTone LLC | Broan | ZB110L1 |  | 0 |  | 6" | Horizontal | 30 CFM | 0.25 | 30 |  |  |  | Yes | Yes | Yes | Yes | Yes | Yes | 1005461
| Bathroom Exhaust Fans |  | Broan-NuTone LLC | Broan | ZB110L1 |  | 0 |  | 6" | Horizontal | 40 CFM | 0.25 | 40 |  |  |  | Yes | Yes | Yes | Yes | Yes | Yes | 1005461
| Bathroom Exhaust Fans |  | Broan-NuTone LLC | Broan | ZB110L1 |  | 0 |  | 6" | Horizontal | 100 CFM | 0.25 | 100 |  |  |  | Yes | Yes | Yes | Yes | Yes | Yes | 1005461
| Bathroom Exhaust Fans |  | Broan-NuTone LLC | Broan | ZB110L1 |  | 0 |  | 6" | Horizontal | 90 CFM | 0.25 | 90 |  |  |  | Yes | Yes | Yes | Yes | Yes | Yes | 1005461
| Bathroom Exhaust Fans |  | Broan-NuTone LLC | Broan | ZB110L1 |  | 0 |  | 6" | Horizontal | 80 CFM | 0.25 | 80 |  |  |  | Yes | Yes | Yes | Yes | Yes | Yes | 1005461
| Bathroom Exhaust Fans |  | Broan-NuTone LLC | Broan | ZB110L1 |  | 0 |  | 6" | Horizontal | 60 CFM | 0.25 | 60 |  |  |  | Yes | Yes | Yes | Yes | Yes | Yes | 1005461
| Bathroom Exhaust Fans |  | Broan-NuTone LLC | Broan | ZB110L1 |  | 0 |  | 6" | Horizontal | 50 CFM | 0.25 | 50 |  |  |  | Yes | Yes | Yes | Yes | Yes | Yes | 1005461
| Bathroom Exhaust Fans |  | Broan-NuTone LLC | Broan | ZB110ML1 |  | 0 |  | 6" | Horizontal | 110 CFM | 0.1 | 110 | <0.3 | 8.7 | 12.6 | Yes | Yes | Yes | Yes | Yes | Yes | 1005464
| Bathroom Exhaust Fans |  | Broan-NuTone LLC | Broan | ZB110ML1 |  | 0 |  | 6" | Horizontal | 100 CFM | 0.1 | 100 | <0.3 | 7.3 | 13.6 | Yes | Yes | Yes | Yes | Yes | Yes | 1005464
| Bathroom Exhaust Fans |  | Broan-NuTone LLC | Broan | ZB110ML1 |  | 0 |  | 6" | Horizontal | 90 CFM | 0.1 | 90 | <0.3 | 6.5 | 13.8 | Yes | Yes | Yes | Yes | Yes | Yes | 1005464
| Bathroom Exhaust Fans |  | Broan-NuTone LLC | Broan | ZB110ML1 |  | 0 |  | 6" | Horizontal | 80 CFM | 0.1 | 80 | <0.3 | 6 | 13.3 | Yes | Yes | Yes | Yes | Yes | Yes | 1005464
| Bathroom Exhaust Fans |  | Broan-NuTone LLC | Broan | ZB110ML1 |  | 0 |  | 6" | Horizontal | 70 CFM | 0.1 | 70 | <0.3 | 5.2 | 13.4 | Yes | Yes | Yes | Yes | Yes | Yes | 1005464
| Bathroom Exhaust Fans |  | Broan-NuTone LLC | Broan | ZB110ML1 |  | 0 |  | 6" | Horizontal | 60 CFM | 0.1 | 60 | <0.3 | 4.6 | 13.0 | Yes | Yes | Yes | Yes | Yes | Yes | 1005464
| Bathroom Exhaust Fans |  | Broan-NuTone LLC | Broan | ZB110ML1 |  | 0 |  | 6" | Horizontal | 50 CFM | 0.1 | 50 | <0.3 | 4.1 | 12.1 | Yes | Yes | Yes | Yes | Yes | Yes | 1005464
| Bathroom Exhaust Fans |  | Broan-NuTone LLC | Broan | ZB110ML1 |  | 0 |  | 6" | Horizontal | 40 CFM | 0.1 | 40 | <0.3 | 3.6 | 11.1 | Yes | Yes | Yes | Yes | Yes | Yes | 1005464
| Bathroom Exhaust Fans |  | Broan-NuTone LLC | Broan | ZB110ML1 |  | 0 |  | 6" | Horizontal | 30 CFM | 0.1 | 30 | <0.3 | 3.3 | 9.0 | Yes | Yes | Yes | Yes | Yes | Yes | 1005464
| Bathroom Exhaust Fans |  | Broan-NuTone LLC | Broan | ZB110ML1 |  | 0 |  | 6" | Horizontal | 110 CFM | 0.25 | 110 |  |  |  | Yes | Yes | Yes | Yes | Yes | Yes | 1005464
| Bathroom Exhaust Fans |  | Broan-NuTone LLC | Broan | ZB110ML1 |  | 0 |  | 6" | Horizontal | 100 CFM | 0.25 | 100 |  |  |  | Yes | Yes | Yes | Yes | Yes | Yes | 1005464
| Bathroom Exhaust Fans |  | Broan-NuTone LLC | Broan | ZB110ML1 |  | 0 |  | 6" | Horizontal | 90 CFM | 0.25 | 90 |  |  |  | Yes | Yes | Yes | Yes | Yes | Yes | 1005464
| Bathroom Exhaust Fans |  | Broan-NuTone LLC | Broan | ZB110ML1 |  | 0 |  | 6" | Horizontal | 80 CFM | 0.25 | 80 |  |  |  | Yes | Yes | Yes | Yes | Yes | Yes | 1005464
| Bathroom Exhaust Fans |  | Broan-NuTone LLC | Broan | ZB110ML1 |  | 0 |  | 6" | Horizontal | 70 CFM | 0.25 | 70 |  |  |  | Yes | Yes | Yes | Yes | Yes | Yes | 1005464
| Bathroom Exhaust Fans |  | Broan-NuTone LLC | Broan | ZB110ML1 |  | 0 |  | 6" | Horizontal | 60 CFM | 0.25 | 60 |  |  |  | Yes | Yes | Yes | Yes | Yes | Yes | 1005464
| Bathroom Exhaust Fans |  | Broan-NuTone LLC | Broan | ZB110ML1 |  | 0 |  | 6" | Horizontal | 50 CFM | 0.25 | 50 |  |  |  | Yes | Yes | Yes | Yes | Yes | Yes | 1005464
| Bathroom Exhaust Fans |  | Broan-NuTone LLC | Broan | ZB110ML1 |  | 0 |  | 6" | Horizontal | 40 CFM | 0.25 | 40 |  |  |  | Yes | Yes | Yes | Yes | Yes | Yes | 1005464
| Bathroom Exhaust Fans |  | Broan-NuTone LLC | Broan | ZB110ML1 |  | 0 |  | 6" | Horizontal | 30 CFM | 0.25 | 30 |  |  |  | Yes | Yes | Yes | Yes | Yes | Yes | 1005464
| Bathroom Exhaust Fans |  | Broan-NuTone LLC | Broan | ZB80 |  | 0 |  | 4" | Horizontal | 80 CFM | 0.1 | 80 | 0.3 | 7.6 | 10.5 | Yes | Yes | Yes | Yes | Yes | Yes | 1003499
| Bathroom Exhaust Fans |  | Broan-NuTone LLC | Broan | ZB80 |  | 0 |  | 4" | Horizontal | 70 CFM | 0.1 | 70 | <0.3 | 6.5 | 10.7 | Yes | Yes | Yes | Yes | Yes | Yes | 1003499
| Bathroom Exhaust Fans |  | Broan-NuTone LLC | Broan | ZB80 |  | 0 |  | 4" | Horizontal | 60 CFM | 0.1 | 60 | <0.3 | 5.5 | 10.9 | Yes | Yes | Yes | Yes | Yes | Yes | 1003499
| Bathroom Exhaust Fans |  | Broan-NuTone LLC | Broan | ZB80 |  | 0 |  | 4" | Horizontal | 50 CFM | 0.1 | 50 | <0.3 | 5.1 | 9.8 | Yes | Yes | Yes | Yes | Yes | Yes | 1003499
| Bathroom Exhaust Fans |  | Broan-NuTone LLC | Broan | ZB80 |  | 0 |  | 4" | Horizontal | 40 CFM | 0.1 | 40 | <0.3 | 4.3 | 9.3 | Yes | Yes | Yes | Yes | Yes | Yes | 1003499
| Bathroom Exhaust Fans |  | Broan-NuTone LLC | Broan | ZB80 |  | 0 |  | 4" | Horizontal | 30 CFM | 0.1 | 30 | <0.3 | 3.9 | 7.6 | Yes | Yes | Yes | Yes | Yes | Yes | 1003499
| Bathroom Exhaust Fans |  | Broan-NuTone LLC | Broan | ZB80 |  | 0 |  | 6" | Horizontal | 80 CFM | 0.1 | 80 | <0.3 | 5.8 | 13.7 | Yes | Yes | Yes | Yes | Yes | Yes | 1003499
| Bathroom Exhaust Fans |  | Broan-NuTone LLC | Broan | ZB80 |  | 0 |  | 6" | Horizontal | 70 CFM | 0.1 | 70 | <0.3 | 5.1 | 13.7 | Yes | Yes | Yes | Yes | Yes | Yes | 1003499
| Bathroom Exhaust Fans |  | Broan-NuTone LLC | Broan | ZB80 |  | 0 |  | 6" | Horizontal | 60 CFM | 0.1 | 60 | <0.3 | 4.4 | 13.6 | Yes | Yes | Yes | Yes | Yes | Yes | 1003499
| Bathroom Exhaust Fans |  | Broan-NuTone LLC | Broan | ZB80 |  | 0 |  | 6" | Horizontal | 50 CFM | 0.1 | 50 | <0.3 | 4 | 12.5 | Yes | Yes | Yes | Yes | Yes | Yes | 1003499
| Bathroom Exhaust Fans |  | Broan-NuTone LLC | Broan | ZB80 |  | 0 |  | 6" | Horizontal | 40 CFM | 0.1 | 40 | <0.3 | 3.7 | 10.8 | Yes | Yes | Yes | Yes | Yes | Yes | 1003499
| Bathroom Exhaust Fans |  | Broan-NuTone LLC | Broan | ZB80 |  | 0 |  | 6" | Horizontal | 30 CFM | 0.1 | 30 | <0.3 | 3.4 | 8.8 | Yes | Yes | Yes | Yes | Yes | Yes | 1003499
| Bathroom Exhaust Fans |  | Broan-NuTone LLC | Broan | ZB80 |  | 0 |  | 6" | Horizontal | 80 CFM | 0.25 | 79 |  |  |  | Yes | Yes | Yes | Yes | Yes | Yes | 1003499
| Bathroom Exhaust Fans |  | Broan-NuTone LLC | Broan | ZB80 |  | 0 |  | 4" | Horizontal | 70 CFM | 0.25 | 70 |  |  |  | Yes | Yes | Yes | Yes | Yes | Yes | 1003499
| Bathroom Exhaust Fans |  | Broan-NuTone LLC | Broan | ZB80 |  | 0 |  | 4" | Horizontal | 60 CFM | 0.25 | 60 |  |  |  | Yes | Yes | Yes | Yes | Yes | Yes | 1003499
| Bathroom Exhaust Fans |  | Broan-NuTone LLC | Broan | ZB80 |  | 0 |  | 4" | Horizontal | 40 CFM | 0.25 | 34 |  |  |  | Yes | Yes | Yes | Yes | Yes | Yes | 1003499
| Bathroom Exhaust Fans |  | Broan-NuTone LLC | Broan | ZB80 |  | 0 |  | 6" | Horizontal | 70 CFM | 0.25 | 71 |  |  |  | Yes | Yes | Yes | Yes | Yes | Yes | 1003499
| Bathroom Exhaust Fans |  | Broan-NuTone LLC | Broan | ZB80 |  | 0 |  | 6" | Horizontal | 60 CFM | 0.25 | 61 |  |  |  | Yes | Yes | Yes | Yes | Yes | Yes | 1003499
| Bathroom Exhaust Fans |  | Broan-NuTone LLC | Broan | ZB80 |  | 0 |  | 6" | Horizontal | 40 CFM | 0.25 | 36 |  |  |  | Yes | Yes | Yes | Yes | Yes | Yes | 1003499
| Bathroom Exhaust Fans |  | Broan-NuTone LLC | Broan | ZB80 |  | 0 |  | 6" | Horizontal | 30 CFM | 0.25 | 23 |  |  |  | Yes | Yes | Yes | Yes | Yes | Yes | 1003499
| Bathroom Exhaust Fans |  | Broan-NuTone LLC | Broan | ZB80 |  | 0 |  | 6" | Horizontal | 50 CFM | 0.25 | 49 |  |  |  | Yes | Yes | Yes | Yes | Yes | Yes | 1003499
| Bathroom Exhaust Fans |  | Broan-NuTone LLC | Broan | ZB80 |  | 0 |  | 4" | Horizontal | 30 CFM | 0.25 | 22 |  |  |  | Yes | Yes | Yes | Yes | Yes | Yes | 1003499
| Bathroom Exhaust Fans |  | Broan-NuTone LLC | Broan | ZB80 |  | 0 |  | 4" | Horizontal | 50 CFM | 0.25 | 47 |  |  |  | Yes | Yes | Yes | Yes | Yes | Yes | 1003499
| Bathroom Exhaust Fans |  | Broan-NuTone LLC | Broan | ZB80 |  | 0 |  | 4" | Horizontal | 80 CFM | 0.25 | 80 |  |  |  | Yes | Yes | Yes | Yes | Yes | Yes | 1003499
| Bathroom Exhaust Fans |  | Broan-NuTone LLC | Broan | ZB80 = ZB00H with ZB80F |  | 0 |  | 6" | Horizontal | 80 CFM | 0.1 | 80 | <0.3 | 5.8 | 13.7 | Yes | Yes | Yes | Yes | Yes | Yes | 1005775
| Bathroom Exhaust Fans |  | Broan-NuTone LLC | Broan | ZB80 = ZB00H with ZB80F |  | 0 |  | 4" | Horizontal | 80 CFM | 0.1 | 80 | 0.3 | 7.6 | 10.5 | Yes | Yes | Yes | Yes | Yes | Yes | 1005775
| Bathroom Exhaust Fans |  | Broan-NuTone LLC | Broan | ZB80 = ZB00H with ZB80F |  | 0 |  | 6" | Horizontal | 50 CFM | 0.1 | 50 | <0.3 | 4 | 12.5 | Yes | Yes | Yes | Yes | Yes | Yes | 1005775
| Bathroom Exhaust Fans |  | Broan-NuTone LLC | Broan | ZB80 = ZB00H with ZB80F |  | 0 |  | 4" | Horizontal | 50 CFM | 0.1 | 50 | <0.3 | 5.1 | 9.8 | Yes | Yes | Yes | Yes | Yes | Yes | 1005775
| Bathroom Exhaust Fans |  | Broan-NuTone LLC | Broan | ZB80 = ZB00H with ZB80F |  | 0 |  | 6" | Horizontal | 70 CFM | 0.1 | 70 | <0.3 | 5.1 | 13.7 | Yes | Yes | Yes | Yes | Yes | Yes | 1005775
| Bathroom Exhaust Fans |  | Broan-NuTone LLC | Broan | ZB80 = ZB00H with ZB80F |  | 0 |  | 4" | Horizontal | 70 CFM | 0.1 | 70 | <0.3 | 6.5 | 10.7 | Yes | Yes | Yes | Yes | Yes | Yes | 1005775
| Bathroom Exhaust Fans |  | Broan-NuTone LLC | Broan | ZB80 = ZB00H with ZB80F |  | 0 |  | 6" | Horizontal | 40 CFM | 0.1 | 40 | <0.3 | 3.7 | 10.8 | Yes | Yes | Yes | Yes | Yes | Yes | 1005775
| Bathroom Exhaust Fans |  | Broan-NuTone LLC | Broan | ZB80 = ZB00H with ZB80F |  | 0 |  | 4" | Horizontal | 40 CFM | 0.1 | 40 | <0.3 | 4.3 | 9.3 | Yes | Yes | Yes | Yes | Yes | Yes | 1005775
| Bathroom Exhaust Fans |  | Broan-NuTone LLC | Broan | ZB80 = ZB00H with ZB80F |  | 0 |  | 6" | Horizontal | 30 CFM | 0.1 | 30 | <0.3 | 3.4 | 8.8 | Yes | Yes | Yes | Yes | Yes | Yes | 1005775
| Bathroom Exhaust Fans |  | Broan-NuTone LLC | Broan | ZB80 = ZB00H with ZB80F |  | 0 |  | 4" | Horizontal | 30 CFM | 0.1 | 30 | <0.3 | 3.9 | 7.6 | Yes | Yes | Yes | Yes | Yes | Yes | 1005775
| Bathroom Exhaust Fans |  | Broan-NuTone LLC | Broan | ZB80 = ZB00H with ZB80F |  | 0 |  | 6" | Horizontal | 60 CFM | 0.1 | 60 | <0.3 | 4.4 | 13.6 | Yes | Yes | Yes | Yes | Yes | Yes | 1005775
| Bathroom Exhaust Fans |  | Broan-NuTone LLC | Broan | ZB80 = ZB00H with ZB80F |  | 0 |  | 4" | Horizontal | 60 CFM | 0.1 | 60 | <0.3 | 5.5 | 10.9 | Yes | Yes | Yes | Yes | Yes | Yes | 1005775
| Bathroom Exhaust Fans |  | Broan-NuTone LLC | Broan | ZB80 = ZB00H with ZB80F |  | 0 |  | 6" | Horizontal | 80 CFM | 0.25 | 79 |  |  |  | Yes | Yes | Yes | Yes | Yes | Yes | 1005775
| Bathroom Exhaust Fans |  | Broan-NuTone LLC | Broan | ZB80 = ZB00H with ZB80F |  | 0 |  | 6" | Horizontal | 70 CFM | 0.25 | 71 |  |  |  | Yes | Yes | Yes | Yes | Yes | Yes | 1005775
| Bathroom Exhaust Fans |  | Broan-NuTone LLC | Broan | ZB80 = ZB00H with ZB80F |  | 0 |  | 6" | Horizontal | 60 CFM | 0.25 | 61 |  |  |  | Yes | Yes | Yes | Yes | Yes | Yes | 1005775
| Bathroom Exhaust Fans |  | Broan-NuTone LLC | Broan | ZB80 = ZB00H with ZB80F |  | 0 |  | 6" | Horizontal | 50 CFM | 0.25 | 49 |  |  |  | Yes | Yes | Yes | Yes | Yes | Yes | 1005775
| Bathroom Exhaust Fans |  | Broan-NuTone LLC | Broan | ZB80 = ZB00H with ZB80F |  | 0 |  | 6" | Horizontal | 40 CFM | 0.25 | 36 |  |  |  | Yes | Yes | Yes | Yes | Yes | Yes | 1005775
| Bathroom Exhaust Fans |  | Broan-NuTone LLC | Broan | ZB80 = ZB00H with ZB80F |  | 0 |  | 6" | Horizontal | 30 CFM | 0.25 | 23 |  |  |  | Yes | Yes | Yes | Yes | Yes | Yes | 1005775
| Bathroom Exhaust Fans |  | Broan-NuTone LLC | Broan | ZB80 = ZB00H with ZB80F |  | 0 |  | 4" | Horizontal | 80 CFM | 0.25 | 80 |  |  |  | Yes | Yes | Yes | Yes | Yes | Yes | 1005775
| Bathroom Exhaust Fans |  | Broan-NuTone LLC | Broan | ZB80 = ZB00H with ZB80F |  | 0 |  | 4" | Horizontal | 50 CFM | 0.25 | 47 |  |  |  | Yes | Yes | Yes | Yes | Yes | Yes | 1005775
| Bathroom Exhaust Fans |  | Broan-NuTone LLC | Broan | ZB80 = ZB00H with ZB80F |  | 0 |  | 4" | Horizontal | 70 CFM | 0.25 | 70 |  |  |  | Yes | Yes | Yes | Yes | Yes | Yes | 1005775
| Bathroom Exhaust Fans |  | Broan-NuTone LLC | Broan | ZB80 = ZB00H with ZB80F |  | 0 |  | 4" | Horizontal | 40 CFM | 0.25 | 34 |  |  |  | Yes | Yes | Yes | Yes | Yes | Yes | 1005775
| Bathroom Exhaust Fans |  | Broan-NuTone LLC | Broan | ZB80 = ZB00H with ZB80F |  | 0 |  | 4" | Horizontal | 30 CFM | 0.25 | 22 |  |  |  | Yes | Yes | Yes | Yes | Yes | Yes | 1005775
| Bathroom Exhaust Fans |  | Broan-NuTone LLC | Broan | ZB80 = ZB00H with ZB80F |  | 0 |  | 4" | Horizontal | 60 CFM | 0.25 | 60 |  |  |  | Yes | Yes | Yes | Yes | Yes | Yes | 1005775
| Bathroom Exhaust Fans |  | Broan-NuTone LLC | Broan (Canada) | ZB80L1 |  | 0 |  | 6" | Horizontal | 80 CFM | 0.1 | 80 | <0.3 | 6 | 13.3 | Yes | Yes | Yes | Yes | Yes | Yes | 1005164
| Bathroom Exhaust Fans |  | Broan-NuTone LLC | Broan (Canada) | ZB80L1 |  | 0 |  | 6" | Horizontal | 50 CFM | 0.1 | 50 | <0.3 | 4.2 | 11.9 | Yes | Yes | Yes | Yes | Yes | Yes | 1005164
| Bathroom Exhaust Fans |  | Broan-NuTone LLC | Broan (Canada) | ZB80L1 |  | 0 |  | 6" | Horizontal | 70 CFM | 0.1 | 70 | <0.3 | 5.6 | 12.5 | Yes | Yes | Yes | Yes | Yes | Yes | 1005164
| Bathroom Exhaust Fans |  | Broan-NuTone LLC | Broan (Canada) | ZB80L1 |  | 0 |  | 6" | Horizontal | 40 CFM | 0.1 | 40 | <0.3 | 3.4 | 11.7 | Yes | Yes | Yes | Yes | Yes | Yes | 1005164
| Bathroom Exhaust Fans |  | Broan-NuTone LLC | Broan (Canada) | ZB80L1 |  | 0 |  | 6" | Horizontal | 30 CFM | 0.1 | 30 | <0.3 | 3.4 | 8.8 | Yes | Yes | Yes | Yes | Yes | Yes | 1005164
| Bathroom Exhaust Fans |  | Broan-NuTone LLC | Broan (Canada) | ZB80L1 |  | 0 |  | 6" | Horizontal | 60 CFM | 0.1 | 60 | <0.3 | 4.7 | 12.7 | Yes | Yes | Yes | Yes | Yes | Yes | 1005164
| Bathroom Exhaust Fans |  | Broan-NuTone LLC | Broan (Canada) | ZB80L1 |  | 0 |  | 4" | Horizontal | 80 CFM | 0.1 | 80 | 0.3 | 7.3 | 10.9 | Yes | Yes | Yes | Yes | Yes | Yes | 1005164
| Bathroom Exhaust Fans |  | Broan-NuTone LLC | Broan (Canada) | ZB80L1 |  | 0 |  | 4" | Horizontal | 50 CFM | 0.1 | 50 | <0.3 | 4.7 | 10.6 | Yes | Yes | Yes | Yes | Yes | Yes | 1005164
| Bathroom Exhaust Fans |  | Broan-NuTone LLC | Broan (Canada) | ZB80L1 |  | 0 |  | 4" | Horizontal | 70 CFM | 0.1 | 70 | <0.3 | 6.7 | 10.4 | Yes | Yes | Yes | Yes | Yes | Yes | 1005164
| Bathroom Exhaust Fans |  | Broan-NuTone LLC | Broan (Canada) | ZB80L1 |  | 0 |  | 4" | Horizontal | 40 CFM | 0.1 | 40 | <0.3 | 3.9 | 10.2 | Yes | Yes | Yes | Yes | Yes | Yes | 1005164
| Bathroom Exhaust Fans |  | Broan-NuTone LLC | Broan (Canada) | ZB80L1 |  | 0 |  | 4" | Horizontal | 30 CFM | 0.1 | 30 | <0.3 | 3.4 | 8.8 | Yes | Yes | Yes | Yes | Yes | Yes | 1005164
| Bathroom Exhaust Fans |  | Broan-NuTone LLC | Broan (Canada) | ZB80L1 |  | 0 |  | 4" | Horizontal | 60 CFM | 0.1 | 60 | <0.3 | 5.7 | 10.5 | Yes | Yes | Yes | Yes | Yes | Yes | 1005164
| Bathroom Exhaust Fans |  | Broan-NuTone LLC | Broan (Canada) | ZB80L1 |  | 0 |  | 4" | Horizontal | 80 CFM | 0.25 | 80 |  |  |  | Yes | Yes | Yes | Yes | Yes | Yes | 1005164
| Bathroom Exhaust Fans |  | Broan-NuTone LLC | Broan (Canada) | ZB80L1 |  | 0 |  | 4" | Horizontal | 50 CFM | 0.25 | 51 |  |  |  | Yes | Yes | Yes | Yes | Yes | Yes | 1005164
| Bathroom Exhaust Fans |  | Broan-NuTone LLC | Broan (Canada) | ZB80L1 |  | 0 |  | 4" | Horizontal | 70 CFM | 0.25 | 71 |  |  |  | Yes | Yes | Yes | Yes | Yes | Yes | 1005164
| Bathroom Exhaust Fans |  | Broan-NuTone LLC | Broan (Canada) | ZB80L1 |  | 0 |  | 4" | Horizontal | 40 CFM | 0.25 | 38 |  |  |  | Yes | Yes | Yes | Yes | Yes | Yes | 1005164
| Bathroom Exhaust Fans |  | Broan-NuTone LLC | Broan (Canada) | ZB80L1 |  | 0 |  | 4" | Horizontal | 30 CFM | 0.25 | 25 |  |  |  | Yes | Yes | Yes | Yes | Yes | Yes | 1005164
| Bathroom Exhaust Fans |  | Broan-NuTone LLC | Broan (Canada) | ZB80L1 |  | 0 |  | 4" | Horizontal | 60 CFM | 0.25 | 61 |  |  |  | Yes | Yes | Yes | Yes | Yes | Yes | 1005164
| Bathroom Exhaust Fans |  | Broan-NuTone LLC | Broan (Canada) | ZB80L1 |  | 0 |  | 6" | Horizontal | 60 CFM | 0.25 | 63 |  |  |  | Yes | Yes | Yes | Yes | Yes | Yes | 1005164
| Bathroom Exhaust Fans |  | Broan-NuTone LLC | Broan (Canada) | ZB80L1 |  | 0 |  | 6" | Horizontal | 50 CFM | 0.25 | 54 |  |  |  | Yes | Yes | Yes | Yes | Yes | Yes | 1005164
| Bathroom Exhaust Fans |  | Broan-NuTone LLC | Broan (Canada) | ZB80L1 |  | 0 |  | 6" | Horizontal | 40 CFM | 0.25 | 39 |  |  |  | Yes | Yes | Yes | Yes | Yes | Yes | 1005164
| Bathroom Exhaust Fans |  | Broan-NuTone LLC | Broan (Canada) | ZB80L1 |  | 0 |  | 6" | Horizontal | 30 CFM | 0.25 | 26 |  |  |  | Yes | Yes | Yes | Yes | Yes | Yes | 1005164
| Bathroom Exhaust Fans |  | Broan-NuTone LLC | Broan (Canada) | ZB80L1 |  | 0 |  | 6" | Horizontal | 80 CFM | 0.25 | 80 |  |  |  | Yes | Yes | Yes | Yes | Yes | Yes | 1005164
| Bathroom Exhaust Fans |  | Broan-NuTone LLC | Broan (Canada) | ZB80L1 |  | 0 |  | 6" | Horizontal | 70 CFM | 0.25 | 71 |  |  |  | Yes | Yes | Yes | Yes | Yes | Yes | 1005164
| Bathroom Exhaust Fans |  | Broan-NuTone LLC | Broan | ZB80M |  | 0 |  | 6" | Horizontal | 80 CFM | 0.1 | 80 | <0.3 | 5.8 | 13.7 | Yes | Yes | Yes | Yes | Yes | Yes | 1007060
| Bathroom Exhaust Fans |  | Broan-NuTone LLC | Broan | ZB80M |  | 0 |  | 4" | Horizontal | 80 CFM | 0.1 | 80 | 0.3 | 7.6 | 10.5 | Yes | Yes | Yes | Yes | Yes | Yes | 1007060
| Bathroom Exhaust Fans |  | Broan-NuTone LLC | Broan | ZB80M |  | 0 |  | 6" | Horizontal | 50 CFM | 0.1 | 50 | <0.3 | 4 | 12.5 | Yes | Yes | Yes | Yes | Yes | Yes | 1007060
| Bathroom Exhaust Fans |  | Broan-NuTone LLC | Broan | ZB80M |  | 0 |  | 4" | Horizontal | 50 CFM | 0.1 | 50 | <0.3 | 5.1 | 9.8 | Yes | Yes | Yes | Yes | Yes | Yes | 1007060
| Bathroom Exhaust Fans |  | Broan-NuTone LLC | Broan | ZB80M |  | 0 |  | 6" | Horizontal | 70 CFM | 0.1 | 70 | <0.3 | 5.1 | 13.7 | Yes | Yes | Yes | Yes | Yes | Yes | 1007060
| Bathroom Exhaust Fans |  | Broan-NuTone LLC | Broan | ZB80M |  | 0 |  | 4" | Horizontal | 70 CFM | 0.1 | 70 | <0.3 | 6.5 | 10.7 | Yes | Yes | Yes | Yes | Yes | Yes | 1007060
| Bathroom Exhaust Fans |  | Broan-NuTone LLC | Broan | ZB80M |  | 0 |  | 6" | Horizontal | 40 CFM | 0.1 | 40 | <0.3 | 3.7 | 10.8 | Yes | Yes | Yes | Yes | Yes | Yes | 1007060
| Bathroom Exhaust Fans |  | Broan-NuTone LLC | Broan | ZB80M |  | 0 |  | 4" | Horizontal | 40 CFM | 0.1 | 40 | <0.3 | 4.3 | 9.3 | Yes | Yes | Yes | Yes | Yes | Yes | 1007060
| Bathroom Exhaust Fans |  | Broan-NuTone LLC | Broan | ZB80M |  | 0 |  | 6" | Horizontal | 30 CFM | 0.1 | 30 | <0.3 | 3.4 | 8.8 | Yes | Yes | Yes | Yes | Yes | Yes | 1007060
| Bathroom Exhaust Fans |  | Broan-NuTone LLC | Broan | ZB80M |  | 0 |  | 4" | Horizontal | 30 CFM | 0.1 | 30 | <0.3 | 3.9 | 7.6 | Yes | Yes | Yes | Yes | Yes | Yes | 1007060
| Bathroom Exhaust Fans |  | Broan-NuTone LLC | Broan | ZB80M |  | 0 |  | 6" | Horizontal | 60 CFM | 0.1 | 60 | <0.3 | 4.4 | 13.6 | Yes | Yes | Yes | Yes | Yes | Yes | 1007060
| Bathroom Exhaust Fans |  | Broan-NuTone LLC | Broan | ZB80M |  | 0 |  | 4" | Horizontal | 60 CFM | 0.1 | 60 | <0.3 | 5.5 | 10.9 | Yes | Yes | Yes | Yes | Yes | Yes | 1007060
| Bathroom Exhaust Fans |  | Broan-NuTone LLC | Broan | ZB80M |  | 0 |  | 6" | Horizontal | 80 CFM | 0.25 | 79 |  |  |  | Yes | Yes | Yes | Yes | Yes | Yes | 1007060
| Bathroom Exhaust Fans |  | Broan-NuTone LLC | Broan | ZB80M |  | 0 |  | 6" | Horizontal | 70 CFM | 0.25 | 71 |  |  |  | Yes | Yes | Yes | Yes | Yes | Yes | 1007060
| Bathroom Exhaust Fans |  | Broan-NuTone LLC | Broan | ZB80M |  | 0 |  | 6" | Horizontal | 60 CFM | 0.25 | 61 |  |  |  | Yes | Yes | Yes | Yes | Yes | Yes | 1007060
| Bathroom Exhaust Fans |  | Broan-NuTone LLC | Broan | ZB80M |  | 0 |  | 6" | Horizontal | 50 CFM | 0.25 | 49 |  |  |  | Yes | Yes | Yes | Yes | Yes | Yes | 1007060
| Bathroom Exhaust Fans |  | Broan-NuTone LLC | Broan | ZB80M |  | 0 |  | 6" | Horizontal | 40 CFM | 0.25 | 36 |  |  |  | Yes | Yes | Yes | Yes | Yes | Yes | 1007060
| Bathroom Exhaust Fans |  | Broan-NuTone LLC | Broan | ZB80M |  | 0 |  | 6" | Horizontal | 30 CFM | 0.25 | 23 |  |  |  | Yes | Yes | Yes | Yes | Yes | Yes | 1007060
| Bathroom Exhaust Fans |  | Broan-NuTone LLC | Broan | ZB80M |  | 0 |  | 4" | Horizontal | 80 CFM | 0.25 | 80 |  |  |  | Yes | Yes | Yes | Yes | Yes | Yes | 1007060
| Bathroom Exhaust Fans |  | Broan-NuTone LLC | Broan | ZB80M |  | 0 |  | 4" | Horizontal | 50 CFM | 0.25 | 47 |  |  |  | Yes | Yes | Yes | Yes | Yes | Yes | 1007060
| Bathroom Exhaust Fans |  | Broan-NuTone LLC | Broan | ZB80M |  | 0 |  | 4" | Horizontal | 70 CFM | 0.25 | 70 |  |  |  | Yes | Yes | Yes | Yes | Yes | Yes | 1007060
| Bathroom Exhaust Fans |  | Broan-NuTone LLC | Broan | ZB80M |  | 0 |  | 4" | Horizontal | 40 CFM | 0.25 | 34 |  |  |  | Yes | Yes | Yes | Yes | Yes | Yes | 1007060
| Bathroom Exhaust Fans |  | Broan-NuTone LLC | Broan | ZB80M |  | 0 |  | 4" | Horizontal | 30 CFM | 0.25 | 22 |  |  |  | Yes | Yes | Yes | Yes | Yes | Yes | 1007060
| Bathroom Exhaust Fans |  | Broan-NuTone LLC | Broan | ZB80M |  | 0 |  | 4" | Horizontal | 60 CFM | 0.25 | 60 |  |  |  | Yes | Yes | Yes | Yes | Yes | Yes | 1007060
| Bathroom Exhaust Fans |  | Broan-NuTone LLC | Broan | ZB80ML1 |  | 0 |  | 6" | Horizontal | 80 CFM | 0.1 | 80 | <0.3 | 6 | 13.3 | Yes | Yes | Yes | Yes | Yes | Yes | 1007061
| Bathroom Exhaust Fans |  | Broan-NuTone LLC | Broan | ZB80ML1 |  | 0 |  | 6" | Horizontal | 50 CFM | 0.1 | 50 | <0.3 | 4.2 | 11.9 | Yes | Yes | Yes | Yes | Yes | Yes | 1007061
| Bathroom Exhaust Fans |  | Broan-NuTone LLC | Broan | ZB80ML1 |  | 0 |  | 6" | Horizontal | 70 CFM | 0.1 | 70 | <0.3 | 5.6 | 12.5 | Yes | Yes | Yes | Yes | Yes | Yes | 1007061
| Bathroom Exhaust Fans |  | Broan-NuTone LLC | Broan | ZB80ML1 |  | 0 |  | 6" | Horizontal | 40 CFM | 0.1 | 40 | <0.3 | 3.4 | 11.7 | Yes | Yes | Yes | Yes | Yes | Yes | 1007061
| Bathroom Exhaust Fans |  | Broan-NuTone LLC | Broan | ZB80ML1 |  | 0 |  | 4" | Horizontal | 40 CFM | 0.1 | 40 | <0.3 | 3.9 | 10.2 | Yes | Yes | Yes | Yes | Yes | Yes | 1007061
| Bathroom Exhaust Fans |  | Broan-NuTone LLC | Broan | ZB80ML1 |  | 0 |  | 6" | Horizontal | 30 CFM | 0.1 | 30 | <0.3 | 3.4 | 8.8 | Yes | Yes | Yes | Yes | Yes | Yes | 1007061
| Bathroom Exhaust Fans |  | Broan-NuTone LLC | Broan | ZB80ML1 |  | 0 |  | 4" | Horizontal | 30 CFM | 0.1 | 30 | <0.3 | 3.4 | 8.8 | Yes | Yes | Yes | Yes | Yes | Yes | 1007061
| Bathroom Exhaust Fans |  | Broan-NuTone LLC | Broan | ZB80ML1 |  | 0 |  | 6" | Horizontal | 60 CFM | 0.1 | 60 | <0.3 | 4.7 | 12.7 | Yes | Yes | Yes | Yes | Yes | Yes | 1007061
| Bathroom Exhaust Fans |  | Broan-NuTone LLC | Broan | ZB80ML1 |  | 0 |  | 4" | Horizontal | 80 CFM | 0.1 | 80 | 0.3 | 7.3 | 10.9 | Yes | Yes | Yes | Yes | Yes | Yes | 1007061
| Bathroom Exhaust Fans |  | Broan-NuTone LLC | Broan | ZB80ML1 |  | 0 |  | 4" | Horizontal | 50 CFM | 0.1 | 50 | <0.3 | 4.7 | 10.6 | Yes | Yes | Yes | Yes | Yes | Yes | 1007061
| Bathroom Exhaust Fans |  | Broan-NuTone LLC | Broan | ZB80ML1 |  | 0 |  | 4" | Horizontal | 70 CFM | 0.1 | 70 | <0.3 | 6.7 | 10.4 | Yes | Yes | Yes | Yes | Yes | Yes | 1007061
| Bathroom Exhaust Fans |  | Broan-NuTone LLC | Broan | ZB80ML1 |  | 0 |  | 4" | Horizontal | 60 CFM | 0.1 | 60 | <0.3 | 5.7 | 10.5 | Yes | Yes | Yes | Yes | Yes | Yes | 1007061
| Bathroom Exhaust Fans |  | Broan-NuTone LLC | Broan | ZB80ML1 |  | 0 |  | 6" | Horizontal | 60 CFM | 0.25 | 63 |  |  |  | Yes | Yes | Yes | Yes | Yes | Yes | 1007061
| Bathroom Exhaust Fans |  | Broan-NuTone LLC | Broan | ZB80ML1 |  | 0 |  | 6" | Horizontal | 50 CFM | 0.25 | 54 |  |  |  | Yes | Yes | Yes | Yes | Yes | Yes | 1007061
| Bathroom Exhaust Fans |  | Broan-NuTone LLC | Broan | ZB80ML1 |  | 0 |  | 6" | Horizontal | 40 CFM | 0.25 | 39 |  |  |  | Yes | Yes | Yes | Yes | Yes | Yes | 1007061
| Bathroom Exhaust Fans |  | Broan-NuTone LLC | Broan | ZB80ML1 |  | 0 |  | 6" | Horizontal | 30 CFM | 0.25 | 26 |  |  |  | Yes | Yes | Yes | Yes | Yes | Yes | 1007061
| Bathroom Exhaust Fans |  | Broan-NuTone LLC | Broan | ZB80ML1 |  | 0 |  | 6" | Horizontal | 80 CFM | 0.25 | 80 |  |  |  | Yes | Yes | Yes | Yes | Yes | Yes | 1007061
| Bathroom Exhaust Fans |  | Broan-NuTone LLC | Broan | ZB80ML1 |  | 0 |  | 6" | Horizontal | 70 CFM | 0.25 | 71 |  |  |  | Yes | Yes | Yes | Yes | Yes | Yes | 1007061
| Bathroom Exhaust Fans |  | Broan-NuTone LLC | Broan | ZB80ML1 |  | 0 |  | 4" | Horizontal | 80 CFM | 0.25 | 80 |  |  |  | Yes | Yes | Yes | Yes | Yes | Yes | 1007061
| Bathroom Exhaust Fans |  | Broan-NuTone LLC | Broan | ZB80ML1 |  | 0 |  | 4" | Horizontal | 50 CFM | 0.25 | 51 |  |  |  | Yes | Yes | Yes | Yes | Yes | Yes | 1007061
| Bathroom Exhaust Fans |  | Broan-NuTone LLC | Broan | ZB80ML1 |  | 0 |  | 4" | Horizontal | 70 CFM | 0.25 | 71 |  |  |  | Yes | Yes | Yes | Yes | Yes | Yes | 1007061
| Bathroom Exhaust Fans |  | Broan-NuTone LLC | Broan | ZB80ML1 |  | 0 |  | 4" | Horizontal | 40 CFM | 0.25 | 38 |  |  |  | Yes | Yes | Yes | Yes | Yes | Yes | 1007061
| Bathroom Exhaust Fans |  | Broan-NuTone LLC | Broan | ZB80ML1 |  | 0 |  | 4" | Horizontal | 30 CFM | 0.25 | 25 |  |  |  | Yes | Yes | Yes | Yes | Yes | Yes | 1007061
| Bathroom Exhaust Fans |  | Broan-NuTone LLC | Broan | ZB80ML1 |  | 0 |  | 4" | Horizontal | 60 CFM | 0.25 | 61 |  |  |  | Yes | Yes | Yes | Yes | Yes | Yes | 1007061
| Bathroom Exhaust Fans |  | Broan-NuTone LLC | Broan (Canada) | ZB80ML1 |  | 0 |  | 6" | Horizontal | 80 CFM | 0.1 | 80 | <0.3 | 6 | 13.3 | Yes | Yes | Yes | Yes | Yes | Yes | 1005165
| Bathroom Exhaust Fans |  | Broan-NuTone LLC | Broan (Canada) | ZB80ML1 |  | 0 |  | 4" | Horizontal | 80 CFM | 0.1 | 80 | 0.3 | 7.3 | 10.9 | Yes | Yes | Yes | Yes | Yes | Yes | 1005165
| Bathroom Exhaust Fans |  | Broan-NuTone LLC | Broan (Canada) | ZB80ML1 |  | 0 |  | 6" | Horizontal | 50 CFM | 0.1 | 50 | <0.3 | 4.2 | 11.9 | Yes | Yes | Yes | Yes | Yes | Yes | 1005165
| Bathroom Exhaust Fans |  | Broan-NuTone LLC | Broan (Canada) | ZB80ML1 |  | 0 |  | 4" | Horizontal | 50 CFM | 0.1 | 50 | <0.3 | 4.7 | 10.6 | Yes | Yes | Yes | Yes | Yes | Yes | 1005165
| Bathroom Exhaust Fans |  | Broan-NuTone LLC | Broan (Canada) | ZB80ML1 |  | 0 |  | 6" | Horizontal | 70 CFM | 0.1 | 70 | <0.3 | 5.6 | 12.5 | Yes | Yes | Yes | Yes | Yes | Yes | 1005165
| Bathroom Exhaust Fans |  | Broan-NuTone LLC | Broan (Canada) | ZB80ML1 |  | 0 |  | 4" | Horizontal | 70 CFM | 0.1 | 70 | <0.3 | 6.7 | 10.4 | Yes | Yes | Yes | Yes | Yes | Yes | 1005165
| Bathroom Exhaust Fans |  | Broan-NuTone LLC | Broan (Canada) | ZB80ML1 |  | 0 |  | 6" | Horizontal | 40 CFM | 0.1 | 40 | <0.3 | 3.4 | 11.7 | Yes | Yes | Yes | Yes | Yes | Yes | 1005165
| Bathroom Exhaust Fans |  | Broan-NuTone LLC | Broan (Canada) | ZB80ML1 |  | 0 |  | 4" | Horizontal | 40 CFM | 0.1 | 40 | <0.3 | 3.9 | 10.2 | Yes | Yes | Yes | Yes | Yes | Yes | 1005165
| Bathroom Exhaust Fans |  | Broan-NuTone LLC | Broan (Canada) | ZB80ML1 |  | 0 |  | 6" | Horizontal | 30 CFM | 0.1 | 30 | <0.3 | 3.4 | 8.8 | Yes | Yes | Yes | Yes | Yes | Yes | 1005165
| Bathroom Exhaust Fans |  | Broan-NuTone LLC | Broan (Canada) | ZB80ML1 |  | 0 |  | 4" | Horizontal | 30 CFM | 0.1 | 30 | <0.3 | 3.4 | 8.8 | Yes | Yes | Yes | Yes | Yes | Yes | 1005165
| Bathroom Exhaust Fans |  | Broan-NuTone LLC | Broan (Canada) | ZB80ML1 |  | 0 |  | 6" | Horizontal | 60 CFM | 0.1 | 60 | <0.3 | 4.7 | 12.7 | Yes | Yes | Yes | Yes | Yes | Yes | 1005165
| Bathroom Exhaust Fans |  | Broan-NuTone LLC | Broan (Canada) | ZB80ML1 |  | 0 |  | 4" | Horizontal | 60 CFM | 0.1 | 60 | <0.3 | 5.7 | 10.5 | Yes | Yes | Yes | Yes | Yes | Yes | 1005165
| Bathroom Exhaust Fans |  | Broan-NuTone LLC | Broan (Canada) | ZB80ML1 |  | 0 |  | 6" | Horizontal | 40 CFM | 0.25 | 39 |  |  |  | Yes | Yes | Yes | Yes | Yes | Yes | 1005165
| Bathroom Exhaust Fans |  | Broan-NuTone LLC | Broan (Canada) | ZB80ML1 |  | 0 |  | 6" | Horizontal | 30 CFM | 0.25 | 26 |  |  |  | Yes | Yes | Yes | Yes | Yes | Yes | 1005165
| Bathroom Exhaust Fans |  | Broan-NuTone LLC | Broan (Canada) | ZB80ML1 |  | 0 |  | 6" | Horizontal | 60 CFM | 0.25 | 63 |  |  |  | Yes | Yes | Yes | Yes | Yes | Yes | 1005165
| Bathroom Exhaust Fans |  | Broan-NuTone LLC | Broan (Canada) | ZB80ML1 |  | 0 |  | 6" | Horizontal | 50 CFM | 0.25 | 54 |  |  |  | Yes | Yes | Yes | Yes | Yes | Yes | 1005165
| Bathroom Exhaust Fans |  | Broan-NuTone LLC | Broan (Canada) | ZB80ML1 |  | 0 |  | 6" | Horizontal | 80 CFM | 0.25 | 80 |  |  |  | Yes | Yes | Yes | Yes | Yes | Yes | 1005165
| Bathroom Exhaust Fans |  | Broan-NuTone LLC | Broan (Canada) | ZB80ML1 |  | 0 |  | 6" | Horizontal | 70 CFM | 0.25 | 71 |  |  |  | Yes | Yes | Yes | Yes | Yes | Yes | 1005165
| Bathroom Exhaust Fans |  | Broan-NuTone LLC | Broan (Canada) | ZB80ML1 |  | 0 |  | 4" | Horizontal | 80 CFM | 0.25 | 80 |  |  |  | Yes | Yes | Yes | Yes | Yes | Yes | 1005165
| Bathroom Exhaust Fans |  | Broan-NuTone LLC | Broan (Canada) | ZB80ML1 |  | 0 |  | 4" | Horizontal | 50 CFM | 0.25 | 51 |  |  |  | Yes | Yes | Yes | Yes | Yes | Yes | 1005165
| Bathroom Exhaust Fans |  | Broan-NuTone LLC | Broan (Canada) | ZB80ML1 |  | 0 |  | 4" | Horizontal | 70 CFM | 0.25 | 71 |  |  |  | Yes | Yes | Yes | Yes | Yes | Yes | 1005165
| Bathroom Exhaust Fans |  | Broan-NuTone LLC | Broan (Canada) | ZB80ML1 |  | 0 |  | 4" | Horizontal | 40 CFM | 0.25 | 38 |  |  |  | Yes | Yes | Yes | Yes | Yes | Yes | 1005165
| Bathroom Exhaust Fans |  | Broan-NuTone LLC | Broan (Canada) | ZB80ML1 |  | 0 |  | 4" | Horizontal | 30 CFM | 0.25 | 25 |  |  |  | Yes | Yes | Yes | Yes | Yes | Yes | 1005165
| Bathroom Exhaust Fans |  | Broan-NuTone LLC | Broan (Canada) | ZB80ML1 |  | 0 |  | 4" | Horizontal | 60 CFM | 0.25 | 61 |  |  |  | Yes | Yes | Yes | Yes | Yes | Yes | 1005165
| Kitchen Range Hoods | Chimney Hood | Zephyr Corporation | Zephyr | ZCO-E30AS | 30 | 0 |  | 6" | Vertical | WS | 0.014 | 180 | 0.7 | 124 | 1.4 | NO | N/A | N/A | N/A | N/A | N/A | 4508547
| Kitchen Range Hoods | Chimney Hood | Zephyr Corporation | Zephyr | ZCO-E30AS | 30 | 0 |  | 6" | Vertical | HS | 0.25 | 490 |  | 332 | 1.4 | NO | N/A | N/A | N/A | N/A | N/A | 4508547
| Kitchen Range Hoods | Chimney Hood | Zephyr Corporation | Zephyr | ZCO-E30AS | 30 | 0 |  | 6" | Vertical | HS | 0.1 | 500 | 8 | 339 | 1.4 | NO | N/A | N/A | N/A | N/A | N/A | 4508547
| Kitchen Range Hoods | Chimney Hood | Zephyr Corporation | Zephyr | ZCO-E36AS | 36 | 0 |  | 6" | Vertical | HS | 0.25 | 490 |  | 332 | 1.4 | NO | N/A | N/A | N/A | N/A | N/A | 4508548
| Kitchen Range Hoods | Chimney Hood | Zephyr Corporation | Zephyr | ZCO-E36AS | 36 | 0 |  | 6" | Vertical | WS | 0.014 | 180 | 0.7 | 124 | 1.4 | NO | N/A | N/A | N/A | N/A | N/A | 4508548
| Kitchen Range Hoods | Chimney Hood | Zephyr Corporation | Zephyr | ZCO-E36AS | 36 | 0 |  | 6" | Vertical | HS | 0.1 | 500 | 8 | 339 | 1.4 | NO | N/A | N/A | N/A | N/A | N/A | 4508548
| Kitchen Range Hoods | Island Hood | Zephyr Corporation | Zephyr | ZLC-M90CS | 36 | 0 |  | 6" | Vertical | HS | 0.1 | 520 | 11 | 343 | 1.5 | NO | N/A | N/A | N/A | N/A | N/A | 4507508
| Kitchen Range Hoods | Island Hood | Zephyr Corporation | Zephyr | ZLC-M90CS | 36 | 0 |  | 6" | Vertical | HS | 0.25 | 503 |  | 338 | 1.4 | NO | N/A | N/A | N/A | N/A | N/A | 4507508
| Kitchen Range Hoods | Island Hood | Zephyr Corporation | Zephyr | ZLC-M90CS | 36 | 0 |  | 6" | Vertical | WS | 0.016 | 210 | 2.5 | 157 | 1.3 | NO | N/A | N/A | N/A | N/A | N/A | 4507508
| Kitchen Range Hoods | Chimney Hood | Zephyr Corporation | Zephyr | ZLU-E30CS | 30 | 0 |  | 6" | Vertical | HS | 0.1 | 520 | 11 | 343 | 1.5 | NO | N/A | N/A | N/A | N/A | N/A | 4507713
| Kitchen Range Hoods | Chimney Hood | Zephyr Corporation | Zephyr | ZLU-E30CS | 30 | 0 |  | 6" | Vertical | HS | 0.25 | 503 |  | 338 | 1.4 | NO | N/A | N/A | N/A | N/A | N/A | 4507713
| Kitchen Range Hoods | Chimney Hood | Zephyr Corporation | Zephyr | ZLU-E30CS | 30 | 0 |  | 6" | Vertical | WS | 0.016 | 210 | 2.5 | 157 | 1.3 | NO | N/A | N/A | N/A | N/A | N/A | 4507713
| Kitchen Range Hoods | Chimney Hood | Zephyr Corporation | Zephyr | ZLU-M90CS | 36 | 0 |  | 6" | Vertical | HS | 0.1 | 520 | 11 | 343 | 1.5 | NO | N/A | N/A | N/A | N/A | N/A | 4507714
| Kitchen Range Hoods | Chimney Hood | Zephyr Corporation | Zephyr | ZLU-M90CS | 36 | 0 |  | 6" | Vertical | HS | 0.25 | 503 |  | 338 | 1.4 | NO | N/A | N/A | N/A | N/A | N/A | 4507714
| Kitchen Range Hoods | Chimney Hood | Zephyr Corporation | Zephyr | ZLU-M90CS | 36 | 0 |  | 6" | Vertical | WS | 0.016 | 210 | 2.5 | 157 | 1.3 | NO | N/A | N/A | N/A | N/A | N/A | 4507714
| Kitchen Range Hoods |  | Zephyr Corporation | Zephyr | ZMD-E42BS | 42 | 0 |  | 8" | Vertical | WS | 0.013 | 190 | 1.4 | 182 | 1.0 | NO | N/A | N/A | N/A | N/A | N/A | 4506753
| Kitchen Range Hoods |  | Zephyr Corporation | Zephyr | ZMD-E42BS | 42 | 0 |  | 8" | Vertical | HS | 0.25 | 550 |  | 391 | 1.4 | NO | N/A | N/A | N/A | N/A | N/A | 4506753
| Kitchen Range Hoods |  | Zephyr Corporation | Zephyr | ZMD-E42BS | 42 | 0 |  | 8" | Vertical | HS | 0.1 | 570 | 11.5 | 395 | 1.4 | NO | N/A | N/A | N/A | N/A | N/A | 4506753
| Kitchen Range Hoods |  | Zephyr Corporation | Zephyr | ZMD-M90BS | 36 | 0 |  | 8" | Vertical | WS | 0.013 | 190 | 1.4 | 182 | 1.0 | NO | N/A | N/A | N/A | N/A | N/A | 4506752
| Kitchen Range Hoods |  | Zephyr Corporation | Zephyr | ZMD-M90BS | 36 | 0 |  | 8" | Vertical | HS | 0.25 | 550 |  | 391 | 1.4 | NO | N/A | N/A | N/A | N/A | N/A | 4506752
| Kitchen Range Hoods |  | Zephyr Corporation | Zephyr | ZMD-M90BS | 36 | 0 |  | 8" | Vertical | HS | 0.1 | 570 | 11.5 | 395 | 1.4 | NO | N/A | N/A | N/A | N/A | N/A | 4506752
| Kitchen Range Hoods |  | Zephyr Corporation | Zephyr | ZMO-E30BS | 30 | 0 |  | 8" | Vertical | WS | 0.013 | 190 | 1.4 | 182 | 1.0 | NO | N/A | N/A | N/A | N/A | N/A | 4506751
| Kitchen Range Hoods |  | Zephyr Corporation | Zephyr | ZMO-E30BS | 30 | 0 |  | 8" | Vertical | HS | 0.25 | 550 |  | 391 | 1.4 | NO | N/A | N/A | N/A | N/A | N/A | 4506751
| Kitchen Range Hoods |  | Zephyr Corporation | Zephyr | ZMO-E30BS | 30 | 0 |  | 8" | Vertical | HS | 0.1 | 570 | 11.5 | 395 | 1.4 | NO | N/A | N/A | N/A | N/A | N/A | 4506751
| Kitchen Range Hoods |  | Zephyr Corporation | Zephyr | ZMO-M90BS | 36 | 0 |  | 8" | Vertical | WS | 0.013 | 190 | 1.4 | 182 | 1.0 | NO | N/A | N/A | N/A | N/A | N/A | 4506750
| Kitchen Range Hoods |  | Zephyr Corporation | Zephyr | ZMO-M90BS | 36 | 0 |  | 8" | Vertical | HS | 0.25 | 550 |  | 391 | 1.4 | NO | N/A | N/A | N/A | N/A | N/A | 4506750
| Kitchen Range Hoods |  | Zephyr Corporation | Zephyr | ZMO-M90BS | 36 | 0 |  | 8" | Vertical | HS | 0.1 | 570 | 11.5 | 395 | 1.4 | NO | N/A | N/A | N/A | N/A | N/A | 4506750
| Kitchen Range Hoods |  | Zephyr Corporation | Zephyr | ZNA-E42DS | 28 | 0 |  | 8" | Vertical | WS | 0.006 | 140 | 0.8 | 17.5 | 8.0 | NO | N/A | N/A | N/A | N/A | N/A | 4507136
| Kitchen Range Hoods |  | Zephyr Corporation | Zephyr | ZNA-E42DS | 28 | 0 |  | 8" | Vertical | HS | 0.25 | 650 |  | 319 | 2.0 | NO | N/A | N/A | N/A | N/A | N/A | 4507136
| Kitchen Range Hoods |  | Zephyr Corporation | Zephyr | ZNA-E42DS | 28 | 0 |  | 8" | Vertical | HS | 0.1 | 690 | 11 | 328 | 2.1 | NO | N/A | N/A | N/A | N/A | N/A | 4507136
| Kitchen Range Hoods |  | Zephyr Corporation | Zephyr | ZNA-M90DS | 36 | 0 |  | 8" | Vertical | WS | 0.006 | 140 | 0.8 | 17.5 | 8.0 | NO | N/A | N/A | N/A | N/A | N/A | 4507137
| Kitchen Range Hoods |  | Zephyr Corporation | Zephyr | ZNA-M90DS | 36 | 0 |  | 8" | Vertical | HS | 0.25 | 650 |  | 319 | 2.0 | NO | N/A | N/A | N/A | N/A | N/A | 4507137
| Kitchen Range Hoods |  | Zephyr Corporation | Zephyr | ZNA-M90DS | 36 | 0 |  | 8" | Vertical | HS | 0.1 | 690 | 11 | 328 | 2.1 | NO | N/A | N/A | N/A | N/A | N/A | 4507137
| Kitchen Range Hoods | Chimney Hood | Zephyr Corporation | Zephyr | ZOM-E30BBS | 30 | 0 |  | 6" | Vertical | WS | 0.014 | 190 | 2 | 156 | 1.2 | NO | N/A | N/A | N/A | N/A | N/A | 4507416
| Kitchen Range Hoods | Chimney Hood | Zephyr Corporation | Zephyr | ZOM-E30BBS | 30 | 0 |  | 6" | Vertical | HS | 0.25 | 530 |  | 362 | 1.4 | NO | N/A | N/A | N/A | N/A | N/A | 4507416
| Kitchen Range Hoods | Chimney Hood | Zephyr Corporation | Zephyr | ZOM-E30BBS | 30 | 0 |  | 6" | Vertical | HS | 0.1 | 550 | 12 | 367 | 1.4 | NO | N/A | N/A | N/A | N/A | N/A | 4507416
| Kitchen Range Hoods | Chimney Hood | Zephyr Corporation | Zephyr | ZOM-E30BS | 30 | 0 |  | 6" | Vertical | WS | 0.014 | 190 | 2 | 156 | 1.2 | NO | N/A | N/A | N/A | N/A | N/A | 4507415
| Kitchen Range Hoods | Chimney Hood | Zephyr Corporation | Zephyr | ZOM-E30BS | 30 | 0 |  | 6" | Vertical | HS | 0.25 | 530 |  | 362 | 1.4 | NO | N/A | N/A | N/A | N/A | N/A | 4507415
| Kitchen Range Hoods | Chimney Hood | Zephyr Corporation | Zephyr | ZOM-E30BS | 30 | 0 |  | 6" | Vertical | HS | 0.1 | 550 | 12 | 367 | 1.4 | NO | N/A | N/A | N/A | N/A | N/A | 4507415
| Kitchen Range Hoods | Chimney Hood | Zephyr Corporation | Zephyr | ZOM-E36BBS | 36 | 0 |  | 6" | Vertical | WS | 0.014 | 190 | 2 | 156 | 1.2 | NO | N/A | N/A | N/A | N/A | N/A | 4507418
| Kitchen Range Hoods | Chimney Hood | Zephyr Corporation | Zephyr | ZOM-E36BBS | 36 | 0 |  | 6" | Vertical | HS | 0.25 | 530 |  | 362 | 1.4 | NO | N/A | N/A | N/A | N/A | N/A | 4507418
| Kitchen Range Hoods | Chimney Hood | Zephyr Corporation | Zephyr | ZOM-E36BBS | 36 | 0 |  | 6" | Vertical | HS | 0.1 | 550 | 12 | 367 | 1.4 | NO | N/A | N/A | N/A | N/A | N/A | 4507418
| Kitchen Range Hoods | Chimney Hood | Zephyr Corporation | Zephyr | ZOM-E36BS | 36 | 0 |  | 6" | Vertical | WS | 0.014 | 190 | 2 | 156 | 1.2 | NO | N/A | N/A | N/A | N/A | N/A | 4507417
| Kitchen Range Hoods | Chimney Hood | Zephyr Corporation | Zephyr | ZOM-E36BS | 36 | 0 |  | 6" | Vertical | HS | 0.25 | 530 |  | 362 | 1.4 | NO | N/A | N/A | N/A | N/A | N/A | 4507417
| Kitchen Range Hoods | Chimney Hood | Zephyr Corporation | Zephyr | ZOM-E36BS | 36 | 0 |  | 6" | Vertical | HS | 0.1 | 550 | 12 | 367 | 1.4 | NO | N/A | N/A | N/A | N/A | N/A | 4507417
| Kitchen Range Hoods | Undercabinet | Zephyr Corporation | Zephyr | ZPI-E24BG | 24 | 0 |  | 6" | Horizontal | WS | 0.021 | 200 | 2.5 | 145 | 1.3 | NO | N/A | N/A | N/A | N/A | N/A | 4507314
| Kitchen Range Hoods | Undercabinet | Zephyr Corporation | Zephyr | ZPI-E24BG | 24 | 0 |  | 6" | Horizontal | HS | 0.25 | 430 |  | 260 | 1.6 | NO | N/A | N/A | N/A | N/A | N/A | 4507314
| Kitchen Range Hoods | Undercabinet | Zephyr Corporation | Zephyr | ZPI-E24BG | 24 | 0 |  | 6" | Horizontal | HS | 0.1 | 450 | 10.5 | 263 | 1.7 | NO | N/A | N/A | N/A | N/A | N/A | 4507314
| Kitchen Range Hoods | Undercabinet | Zephyr Corporation | Zephyr | ZPI-E24BG | 24 | 0 |  | 6" | Vertical | WS | 0.021 | 220 | 2.5 | 146 | 1.5 | NO | N/A | N/A | N/A | N/A | N/A | 4507314
| Kitchen Range Hoods | Undercabinet | Zephyr Corporation | Zephyr | ZPI-E24BG | 24 | 0 |  | 6" | Vertical | HS | 0.25 | 470 |  | 254 | 1.8 | NO | N/A | N/A | N/A | N/A | N/A | 4507314
| Kitchen Range Hoods | Undercabinet | Zephyr Corporation | Zephyr | ZPI-E24BG | 24 | 0 |  | 6" | Vertical | HS | 0.1 | 490 | 10 | 257 | 1.9 | NO | N/A | N/A | N/A | N/A | N/A | 4507314
| Kitchen Range Hoods | Undercabinet | Zephyr Corporation | Zephyr | ZPI-E24BG290 | 24 | 0 |  | 6" | Horizontal | WS | 0.021 | 120 | 0.6 | 39.3 | 3.0 | NO | N/A | N/A | N/A | N/A | N/A | 4507154
| Kitchen Range Hoods | Undercabinet | Zephyr Corporation | Zephyr | ZPI-E24BG290 | 24 | 0 |  | 6" | Horizontal | HS | 0.25 | 220 |  | 119 | 1.8 | NO | N/A | N/A | N/A | N/A | N/A | 4507154
| Kitchen Range Hoods | Undercabinet | Zephyr Corporation | Zephyr | ZPI-E24BG290 | 24 | 0 |  | 6" | Horizontal | HS | 0.1 | 260 | 4.5 | 121 | 2.1 | NO | N/A | N/A | N/A | N/A | N/A | 4507154
| Kitchen Range Hoods | Undercabinet | Zephyr Corporation | Zephyr | ZPI-E24BG290 | 24 | 0 |  | 6" | Vertical | WS | 0.025 | 130 | 0.8 | 39.4 | 3.2 | NO | N/A | N/A | N/A | N/A | N/A | 4507154
| Kitchen Range Hoods | Undercabinet | Zephyr Corporation | Zephyr | ZPI-E24BG290 | 24 | 0 |  | 6" | Vertical | HS | 0.25 | 220 |  | 118 | 1.8 | NO | N/A | N/A | N/A | N/A | N/A | 4507154
| Kitchen Range Hoods | Undercabinet | Zephyr Corporation | Zephyr | ZPI-E24BG290 | 24 | 0 |  | 6" | Vertical | HS | 0.1 | 260 | 4 | 120 | 2.1 | NO | N/A | N/A | N/A | N/A | N/A | 4507154
| Kitchen Range Hoods | Undercabinet | Zephyr Corporation | Zephyr | ZPI-E24BW | 24 | 0 |  | 6" | Horizontal | WS | 0.021 | 200 | 2.5 | 145 | 1.3 | NO | N/A | N/A | N/A | N/A | N/A | 4507315
| Kitchen Range Hoods | Undercabinet | Zephyr Corporation | Zephyr | ZPI-E24BW | 24 | 0 |  | 6" | Horizontal | HS | 0.25 | 430 |  | 260 | 1.6 | NO | N/A | N/A | N/A | N/A | N/A | 4507315
| Kitchen Range Hoods | Undercabinet | Zephyr Corporation | Zephyr | ZPI-E24BW | 24 | 0 |  | 6" | Horizontal | HS | 0.1 | 450 | 10.5 | 263 | 1.7 | NO | N/A | N/A | N/A | N/A | N/A | 4507315
| Kitchen Range Hoods | Undercabinet | Zephyr Corporation | Zephyr | ZPI-E24BW | 24 | 0 |  | 6" | Vertical | WS | 0.021 | 220 | 2.5 | 146 | 1.5 | NO | N/A | N/A | N/A | N/A | N/A | 4507315
| Kitchen Range Hoods | Undercabinet | Zephyr Corporation | Zephyr | ZPI-E24BW | 24 | 0 |  | 6" | Vertical | HS | 0.25 | 470 |  | 254 | 1.8 | NO | N/A | N/A | N/A | N/A | N/A | 4507315
| Kitchen Range Hoods | Undercabinet | Zephyr Corporation | Zephyr | ZPI-E24BW | 24 | 0 |  | 6" | Vertical | HS | 0.1 | 490 | 10 | 257 | 1.9 | NO | N/A | N/A | N/A | N/A | N/A | 4507315
| Kitchen Range Hoods | Undercabinet | Zephyr Corporation | Zephyr | ZPI-E24BW290 | 30 | 0 |  | 6" | Horizontal | WS | 0.021 | 120 | 0.6 | 39.3 | 3.0 | NO | N/A | N/A | N/A | N/A | N/A | 4507155
| Kitchen Range Hoods | Undercabinet | Zephyr Corporation | Zephyr | ZPI-E24BW290 | 30 | 0 |  | 6" | Horizontal | HS | 0.25 | 220 |  | 119 | 1.8 | NO | N/A | N/A | N/A | N/A | N/A | 4507155
| Kitchen Range Hoods | Undercabinet | Zephyr Corporation | Zephyr | ZPI-E24BW290 | 30 | 0 |  | 6" | Horizontal | HS | 0.1 | 260 | 4.5 | 121 | 2.1 | NO | N/A | N/A | N/A | N/A | N/A | 4507155
| Kitchen Range Hoods | Undercabinet | Zephyr Corporation | Zephyr | ZPI-E24BW290 | 30 | 0 |  | 6" | Vertical | WS | 0.025 | 130 | 0.8 | 39.4 | 3.2 | NO | N/A | N/A | N/A | N/A | N/A | 4507155
| Kitchen Range Hoods | Undercabinet | Zephyr Corporation | Zephyr | ZPI-E24BW290 | 30 | 0 |  | 6" | Vertical | HS | 0.25 | 220 |  | 118 | 1.8 | NO | N/A | N/A | N/A | N/A | N/A | 4507155
| Kitchen Range Hoods | Undercabinet | Zephyr Corporation | Zephyr | ZPI-E24BW290 | 30 | 0 |  | 6" | Vertical | HS | 0.1 | 260 | 4 | 120 | 2.1 | NO | N/A | N/A | N/A | N/A | N/A | 4507155
| Kitchen Range Hoods | Undercabinet | Zephyr Corporation | Zephyr | ZPI-E30BG | 30 | 0 |  | 6" | Horizontal | WS | 0.021 | 200 | 2.5 | 145 | 1.3 | NO | N/A | N/A | N/A | N/A | N/A | 4507316
| Kitchen Range Hoods | Undercabinet | Zephyr Corporation | Zephyr | ZPI-E30BG | 30 | 0 |  | 6" | Horizontal | HS | 0.25 | 430 |  | 260 | 1.6 | NO | N/A | N/A | N/A | N/A | N/A | 4507316
| Kitchen Range Hoods | Undercabinet | Zephyr Corporation | Zephyr | ZPI-E30BG | 30 | 0 |  | 6" | Horizontal | HS | 0.1 | 450 | 10.5 | 263 | 1.7 | NO | N/A | N/A | N/A | N/A | N/A | 4507316
| Kitchen Range Hoods | Undercabinet | Zephyr Corporation | Zephyr | ZPI-E30BG | 30 | 0 |  | 6" | Vertical | WS | 0.021 | 220 | 2.5 | 146 | 1.5 | NO | N/A | N/A | N/A | N/A | N/A | 4507316
| Kitchen Range Hoods | Undercabinet | Zephyr Corporation | Zephyr | ZPI-E30BG | 30 | 0 |  | 6" | Vertical | HS | 0.25 | 470 |  | 254 | 1.8 | NO | N/A | N/A | N/A | N/A | N/A | 4507316
| Kitchen Range Hoods | Undercabinet | Zephyr Corporation | Zephyr | ZPI-E30BG | 30 | 0 |  | 6" | Vertical | HS | 0.1 | 490 | 10 | 257 | 1.9 | NO | N/A | N/A | N/A | N/A | N/A | 4507316
| Kitchen Range Hoods | Undercabinet | Zephyr Corporation | Zephyr | ZPI-E30BG290 | 30 | 0 |  | 6" | Horizontal | WS | 0.021 | 120 | 0.6 | 39.3 | 3.0 | NO | N/A | N/A | N/A | N/A | N/A | 4507156
| Kitchen Range Hoods | Undercabinet | Zephyr Corporation | Zephyr | ZPI-E30BG290 | 30 | 0 |  | 6" | Horizontal | HS | 0.25 | 220 |  | 119 | 1.8 | NO | N/A | N/A | N/A | N/A | N/A | 4507156
| Kitchen Range Hoods | Undercabinet | Zephyr Corporation | Zephyr | ZPI-E30BG290 | 30 | 0 |  | 6" | Horizontal | HS | 0.1 | 260 | 4.5 | 121 | 2.1 | NO | N/A | N/A | N/A | N/A | N/A | 4507156
| Kitchen Range Hoods | Undercabinet | Zephyr Corporation | Zephyr | ZPI-E30BG290 | 30 | 0 |  | 6" | Vertical | WS | 0.025 | 130 | 0.8 | 39.4 | 3.2 | NO | N/A | N/A | N/A | N/A | N/A | 4507156
| Kitchen Range Hoods | Undercabinet | Zephyr Corporation | Zephyr | ZPI-E30BG290 | 30 | 0 |  | 6" | Vertical | HS | 0.25 | 220 |  | 118 | 1.8 | NO | N/A | N/A | N/A | N/A | N/A | 4507156
| Kitchen Range Hoods | Undercabinet | Zephyr Corporation | Zephyr | ZPI-E30BG290 | 30 | 0 |  | 6" | Vertical | HS | 0.1 | 260 | 4 | 120 | 2.1 | NO | N/A | N/A | N/A | N/A | N/A | 4507156
| Kitchen Range Hoods | Undercabinet | Zephyr Corporation | Zephyr | ZPI-E30BW | 30 | 0 |  | 6" | Horizontal | WS | 0.021 | 200 | 2.5 | 145 | 1.3 | NO | N/A | N/A | N/A | N/A | N/A | 4507317
| Kitchen Range Hoods | Undercabinet | Zephyr Corporation | Zephyr | ZPI-E30BW | 30 | 0 |  | 6" | Horizontal | HS | 0.25 | 430 |  | 260 | 1.6 | NO | N/A | N/A | N/A | N/A | N/A | 4507317
| Kitchen Range Hoods | Undercabinet | Zephyr Corporation | Zephyr | ZPI-E30BW | 30 | 0 |  | 6" | Horizontal | HS | 0.1 | 450 | 10.5 | 263 | 1.7 | NO | N/A | N/A | N/A | N/A | N/A | 4507317
| Kitchen Range Hoods | Undercabinet | Zephyr Corporation | Zephyr | ZPI-E30BW | 30 | 0 |  | 6" | Vertical | WS | 0.021 | 220 | 2.5 | 146 | 1.5 | NO | N/A | N/A | N/A | N/A | N/A | 4507317
| Kitchen Range Hoods | Undercabinet | Zephyr Corporation | Zephyr | ZPI-E30BW | 30 | 0 |  | 6" | Vertical | HS | 0.25 | 470 |  | 254 | 1.8 | NO | N/A | N/A | N/A | N/A | N/A | 4507317
| Kitchen Range Hoods | Undercabinet | Zephyr Corporation | Zephyr | ZPI-E30BW | 30 | 0 |  | 6" | Vertical | HS | 0.1 | 490 | 10 | 257 | 1.9 | NO | N/A | N/A | N/A | N/A | N/A | 4507317
| Kitchen Range Hoods | Undercabinet | Zephyr Corporation | Zephyr | ZPI-E30BW290 | 30 | 0 |  | 6" | Horizontal | WS | 0.021 | 120 | 0.6 | 39.3 | 3.0 | NO | N/A | N/A | N/A | N/A | N/A | 4507157
| Kitchen Range Hoods | Undercabinet | Zephyr Corporation | Zephyr | ZPI-E30BW290 | 30 | 0 |  | 6" | Horizontal | HS | 0.25 | 220 |  | 119 | 1.8 | NO | N/A | N/A | N/A | N/A | N/A | 4507157
| Kitchen Range Hoods | Undercabinet | Zephyr Corporation | Zephyr | ZPI-E30BW290 | 30 | 0 |  | 6" | Horizontal | HS | 0.1 | 260 | 4.5 | 121 | 2.1 | NO | N/A | N/A | N/A | N/A | N/A | 4507157
| Kitchen Range Hoods | Undercabinet | Zephyr Corporation | Zephyr | ZPI-E30BW290 | 30 | 0 |  | 6" | Vertical | WS | 0.025 | 130 | 0.8 | 39.4 | 3.2 | NO | N/A | N/A | N/A | N/A | N/A | 4507157
| Kitchen Range Hoods | Undercabinet | Zephyr Corporation | Zephyr | ZPI-E30BW290 | 30 | 0 |  | 6" | Vertical | HS | 0.25 | 220 |  | 118 | 1.8 | NO | N/A | N/A | N/A | N/A | N/A | 4507157
| Kitchen Range Hoods | Undercabinet | Zephyr Corporation | Zephyr | ZPI-E30BW290 | 30 | 0 |  | 6" | Vertical | HS | 0.1 | 260 | 4 | 120 | 2.1 | NO | N/A | N/A | N/A | N/A | N/A | 4507157
| Kitchen Range Hoods | Undercabinet | Zephyr Corporation | Zephyr | ZPI-E36BG | 36 | 0 |  | 6" | Horizontal | WS | 0.021 | 200 | 2.5 | 145 | 1.3 | NO | N/A | N/A | N/A | N/A | N/A | 4507318
| Kitchen Range Hoods | Undercabinet | Zephyr Corporation | Zephyr | ZPI-E36BG | 36 | 0 |  | 6" | Horizontal | HS | 0.25 | 430 |  | 260 | 1.6 | NO | N/A | N/A | N/A | N/A | N/A | 4507318
| Kitchen Range Hoods | Undercabinet | Zephyr Corporation | Zephyr | ZPI-E36BG | 36 | 0 |  | 6" | Horizontal | HS | 0.1 | 450 | 10.5 | 263 | 1.7 | NO | N/A | N/A | N/A | N/A | N/A | 4507318
| Kitchen Range Hoods | Undercabinet | Zephyr Corporation | Zephyr | ZPI-E36BG | 36 | 0 |  | 6" | Vertical | WS | 0.021 | 220 | 2.5 | 146 | 1.5 | NO | N/A | N/A | N/A | N/A | N/A | 4507318
| Kitchen Range Hoods | Undercabinet | Zephyr Corporation | Zephyr | ZPI-E36BG | 36 | 0 |  | 6" | Vertical | HS | 0.25 | 470 |  | 254 | 1.8 | NO | N/A | N/A | N/A | N/A | N/A | 4507318
| Kitchen Range Hoods | Undercabinet | Zephyr Corporation | Zephyr | ZPI-E36BG | 36 | 0 |  | 6" | Vertical | HS | 0.1 | 490 | 10 | 257 | 1.9 | NO | N/A | N/A | N/A | N/A | N/A | 4507318
| Kitchen Range Hoods | Undercabinet | Zephyr Corporation | Zephyr | ZPI-E36BG290 | 24 | 0 |  | 6" | Horizontal | WS | 0.021 | 120 | 0.6 | 39.3 | 3.0 | NO | N/A | N/A | N/A | N/A | N/A | 4507153
| Kitchen Range Hoods | Undercabinet | Zephyr Corporation | Zephyr | ZPI-E36BG290 | 24 | 0 |  | 6" | Horizontal | HS | 0.25 | 220 |  | 119 | 1.8 | NO | N/A | N/A | N/A | N/A | N/A | 4507153
| Kitchen Range Hoods | Undercabinet | Zephyr Corporation | Zephyr | ZPI-E36BG290 | 24 | 0 |  | 6" | Horizontal | HS | 0.1 | 260 | 4.5 | 121 | 2.1 | NO | N/A | N/A | N/A | N/A | N/A | 4507153
| Kitchen Range Hoods | Undercabinet | Zephyr Corporation | Zephyr | ZPI-E36BG290 | 24 | 0 |  | 6" | Vertical | WS | 0.025 | 130 | 0.8 | 39.4 | 3.2 | NO | N/A | N/A | N/A | N/A | N/A | 4507153
| Kitchen Range Hoods | Undercabinet | Zephyr Corporation | Zephyr | ZPI-E36BG290 | 24 | 0 |  | 6" | Vertical | HS | 0.25 | 220 |  | 118 | 1.8 | NO | N/A | N/A | N/A | N/A | N/A | 4507153
| Kitchen Range Hoods | Undercabinet | Zephyr Corporation | Zephyr | ZPI-E36BG290 | 24 | 0 |  | 6" | Vertical | HS | 0.1 | 260 | 4 | 120 | 2.1 | NO | N/A | N/A | N/A | N/A | N/A | 4507153
| Kitchen Range Hoods | Chimney Hood | Zephyr Corporation | Zephyr | ZPO-E30AS | 30 | 0 |  | 6" | Vertical | WS | 0.013 | 180 | 0.9 | 120 | 1.5 | NO | N/A | N/A | N/A | N/A | N/A | 4508251
| Kitchen Range Hoods | Chimney Hood | Zephyr Corporation | Zephyr | ZPO-E30AS | 30 | 0 |  | 6" | Vertical | HS | 0.1 | 520 | 9 | 339 | 1.5 | NO | N/A | N/A | N/A | N/A | N/A | 4508251
| Kitchen Range Hoods | Chimney Hood | Zephyr Corporation | Zephyr | ZPO-E30AS | 30 | 0 |  | 6" | Vertical | HS | 0.25 | 500 |  |  |  | NO | N/A | N/A | N/A | N/A | N/A | 4508251
| Kitchen Range Hoods | Chimney Hood | Zephyr Corporation | Zephyr | ZPO-E36AS | 36 | 0 |  | 6" | Vertical | WS | 0.013 | 180 | 0.9 | 120 | 1.5 | NO | N/A | N/A | N/A | N/A | N/A | 4508250
| Kitchen Range Hoods | Chimney Hood | Zephyr Corporation | Zephyr | ZPO-E36AS | 36 | 0 |  | 6" | Vertical | HS | 0.1 | 520 | 9 | 339 | 1.5 | NO | N/A | N/A | N/A | N/A | N/A | 4508250
| Kitchen Range Hoods | Chimney Hood | Zephyr Corporation | Zephyr | ZPO-E36AS | 36 | 0 |  | 6" | Vertical | HS | 0.25 | 500 |  |  |  | NO | N/A | N/A | N/A | N/A | N/A | 4508250
| Kitchen Range Hoods | Island Hood | Zephyr Corporation | Zephyr | ZRM-E36FS | 36 | 0 |  | 6" | Vertical | HS | 0.1 | 560 | 12 | 355 | 1.5 | NO | N/A | N/A | N/A | N/A | N/A | 4507715
| Kitchen Range Hoods | Island Hood | Zephyr Corporation | Zephyr | ZRM-E36FS | 36 | 0 |  | 6" | Vertical | HS | 0.25 | 540 |  | 349 | 1.5 | NO | N/A | N/A | N/A | N/A | N/A | 4507715
| Kitchen Range Hoods | Island Hood | Zephyr Corporation | Zephyr | ZRM-E36FS | 36 | 0 |  | 6" | Vertical | WS | 0.014 | 210 | 2 | 157 | 1.3 | NO | N/A | N/A | N/A | N/A | N/A | 4507715
| Kitchen Range Hoods | Island Hood | Zephyr Corporation | Zephyr | ZRM-E42FS | 42 | 0 |  | 6" | Vertical | HS | 0.1 | 560 | 12 | 355 | 1.5 | NO | N/A | N/A | N/A | N/A | N/A | 4507716
| Kitchen Range Hoods | Island Hood | Zephyr Corporation | Zephyr | ZRM-E42FS | 42 | 0 |  | 6" | Vertical | HS | 0.25 | 540 |  | 349 | 1.5 | NO | N/A | N/A | N/A | N/A | N/A | 4507716
| Kitchen Range Hoods | Island Hood | Zephyr Corporation | Zephyr | ZRM-E42FS | 42 | 0 |  | 6" | Vertical | WS | 0.014 | 210 | 2 | 157 | 1.3 | NO | N/A | N/A | N/A | N/A | N/A | 4507716
| Kitchen Range Hoods | Chimney Hood | Zephyr Corporation | Zephyr | ZRO-E30FS | 30 | 0 |  | 6" | Vertical | HS | 0.1 | 560 | 12 | 355 | 1.5 | NO | N/A | N/A | N/A | N/A | N/A | 4507717
| Kitchen Range Hoods | Chimney Hood | Zephyr Corporation | Zephyr | ZRO-E30FS | 30 | 0 |  | 6" | Vertical | HS | 0.25 | 540 |  | 349 | 1.5 | NO | N/A | N/A | N/A | N/A | N/A | 4507717
| Kitchen Range Hoods | Chimney Hood | Zephyr Corporation | Zephyr | ZRO-E30FS | 30 | 0 |  | 6" | Vertical | WS | 0.014 | 210 | 2 | 157 | 1.3 | NO | N/A | N/A | N/A | N/A | N/A | 4507717
| Kitchen Range Hoods | Chimney Hood | Zephyr Corporation | Zephyr | ZRO-M90FS | 36 | 0 |  | 6" | Vertical | HS | 0.1 | 560 | 12 | 355 | 1.5 | NO | N/A | N/A | N/A | N/A | N/A | 4507718
| Kitchen Range Hoods | Chimney Hood | Zephyr Corporation | Zephyr | ZRO-M90FS | 36 | 0 |  | 6" | Vertical | HS | 0.25 | 540 |  | 349 | 1.5 | NO | N/A | N/A | N/A | N/A | N/A | 4507718
| Kitchen Range Hoods | Chimney Hood | Zephyr Corporation | Zephyr | ZRO-M90FS | 36 | 0 |  | 6" | Vertical | WS | 0.014 | 210 | 2 | 157 | 1.3 | NO | N/A | N/A | N/A | N/A | N/A | 4507718
| Kitchen Range Hoods | Chimney Hood | Zephyr Corporation | Zephyr | ZSA-E30FB | 30 | 0 |  | 6" | Vertical | HS | 0.1 | 550 | 12 | 367 | 1.4 | NO | N/A | N/A | N/A | N/A | N/A | 4507510
| Kitchen Range Hoods | Chimney Hood | Zephyr Corporation | Zephyr | ZSA-E30FB | 30 | 0 |  | 6" | Vertical | HS | 0.25 | 530 |  | 362 | 1.4 | NO | N/A | N/A | N/A | N/A | N/A | 4507510
| Kitchen Range Hoods | Chimney Hood | Zephyr Corporation | Zephyr | ZSA-E30FB | 30 | 0 |  | 6" | Vertical | WS | 0.014 | 190 | 2 | 156 | 1.2 | NO | N/A | N/A | N/A | N/A | N/A | 4507510
| Kitchen Range Hoods | Chimney Hood | Zephyr Corporation | Zephyr | ZSA-E30FBS | 30 | 0 |  | 6" | Vertical | HS | 0.1 | 550 | 12 | 367 | 1.4 | NO | N/A | N/A | N/A | N/A | N/A | 4507511
| Kitchen Range Hoods | Chimney Hood | Zephyr Corporation | Zephyr | ZSA-E30FBS | 30 | 0 |  | 6" | Vertical | HS | 0.25 | 530 |  | 362 | 1.4 | NO | N/A | N/A | N/A | N/A | N/A | 4507511
| Kitchen Range Hoods | Chimney Hood | Zephyr Corporation | Zephyr | ZSA-E30FBS | 30 | 0 |  | 6" | Vertical | WS | 0.014 | 190 | 2 | 156 | 1.2 | NO | N/A | N/A | N/A | N/A | N/A | 4507511
| Kitchen Range Hoods | Chimney Hood | Zephyr Corporation | Zephyr | ZSA-E30FS | 30 | 0 |  | 6" | Vertical | HS | 0.1 | 550 | 12 | 367 | 1.4 | NO | N/A | N/A | N/A | N/A | N/A | 4507512
| Kitchen Range Hoods | Chimney Hood | Zephyr Corporation | Zephyr | ZSA-E30FS | 30 | 0 |  | 6" | Vertical | HS | 0.25 | 530 |  | 362 | 1.4 | NO | N/A | N/A | N/A | N/A | N/A | 4507512
| Kitchen Range Hoods | Chimney Hood | Zephyr Corporation | Zephyr | ZSA-E30FS | 30 | 0 |  | 6" | Vertical | WS | 0.014 | 190 | 2 | 156 | 1.2 | NO | N/A | N/A | N/A | N/A | N/A | 4507512
| Kitchen Range Hoods | Chimney Hood | Zephyr Corporation | Zephyr | ZSA-E30FW | 30 | 0 |  | 6" | Vertical | HS | 0.1 | 550 | 12 | 367 | 1.4 | NO | N/A | N/A | N/A | N/A | N/A | 4507513
| Kitchen Range Hoods | Chimney Hood | Zephyr Corporation | Zephyr | ZSA-E30FW | 30 | 0 |  | 6" | Vertical | HS | 0.25 | 530 |  | 362 | 1.4 | NO | N/A | N/A | N/A | N/A | N/A | 4507513
| Kitchen Range Hoods | Chimney Hood | Zephyr Corporation | Zephyr | ZSA-E30FW | 30 | 0 |  | 6" | Vertical | WS | 0.014 | 190 | 2 | 156 | 1.2 | NO | N/A | N/A | N/A | N/A | N/A | 4507513
| Kitchen Range Hoods | Chimney Hood | Zephyr Corporation | Zephyr | ZSA-M90FB | 36 | 0 |  | 6" | Vertical | HS | 0.1 | 550 | 12 | 367 | 1.4 | NO | N/A | N/A | N/A | N/A | N/A | 4507514
| Kitchen Range Hoods | Chimney Hood | Zephyr Corporation | Zephyr | ZSA-M90FB | 36 | 0 |  | 6" | Vertical | HS | 0.25 | 530 |  | 362 | 1.4 | NO | N/A | N/A | N/A | N/A | N/A | 4507514
| Kitchen Range Hoods | Chimney Hood | Zephyr Corporation | Zephyr | ZSA-M90FB | 36 | 0 |  | 6" | Vertical | WS | 0.014 | 190 | 2 | 156 | 1.2 | NO | N/A | N/A | N/A | N/A | N/A | 4507514
| Kitchen Range Hoods | Chimney Hood | Zephyr Corporation | Zephyr | ZSA-M90FBS | 36 | 0 |  | 6" | Vertical | HS | 0.1 | 550 | 12 | 367 | 1.4 | NO | N/A | N/A | N/A | N/A | N/A | 4507515
| Kitchen Range Hoods | Chimney Hood | Zephyr Corporation | Zephyr | ZSA-M90FBS | 36 | 0 |  | 6" | Vertical | HS | 0.25 | 530 |  | 362 | 1.4 | NO | N/A | N/A | N/A | N/A | N/A | 4507515
| Kitchen Range Hoods | Chimney Hood | Zephyr Corporation | Zephyr | ZSA-M90FBS | 36 | 0 |  | 6" | Vertical | WS | 0.014 | 190 | 2 | 156 | 1.2 | NO | N/A | N/A | N/A | N/A | N/A | 4507515
| Kitchen Range Hoods | Chimney Hood | Zephyr Corporation | Zephyr | ZSA-M90FS | 36 | 0 |  | 6" | Vertical | HS | 0.1 | 550 | 12 | 367 | 1.4 | NO | N/A | N/A | N/A | N/A | N/A | 4507516
| Kitchen Range Hoods | Chimney Hood | Zephyr Corporation | Zephyr | ZSA-M90FS | 36 | 0 |  | 6" | Vertical | HS | 0.25 | 530 |  | 362 | 1.4 | NO | N/A | N/A | N/A | N/A | N/A | 4507516
| Kitchen Range Hoods | Chimney Hood | Zephyr Corporation | Zephyr | ZSA-M90FS | 36 | 0 |  | 6" | Vertical | WS | 0.014 | 190 | 2 | 156 | 1.2 | NO | N/A | N/A | N/A | N/A | N/A | 4507516
| Kitchen Range Hoods | Chimney Hood | Zephyr Corporation | Zephyr | ZSA-M90FW | 36 | 0 |  | 6" | Vertical | HS | 0.1 | 550 | 12 | 367 | 1.4 | NO | N/A | N/A | N/A | N/A | N/A | 4507509
| Kitchen Range Hoods | Chimney Hood | Zephyr Corporation | Zephyr | ZSA-M90FW | 36 | 0 |  | 6" | Vertical | HS | 0.25 | 530 |  | 362 | 1.4 | NO | N/A | N/A | N/A | N/A | N/A | 4507509
| Kitchen Range Hoods | Chimney Hood | Zephyr Corporation | Zephyr | ZSA-M90FW | 36 | 0 |  | 6" | Vertical | WS | 0.014 | 190 | 2 | 156 | 1.2 | NO | N/A | N/A | N/A | N/A | N/A | 4507509
| Kitchen Range Hoods | Chimney Hood | Zephyr Corporation | Zephyr | ZSI-E30BS-ES | 30 | 0 |  | 8" | Horizontal | WS | 0.027 | 200 | 2 | 58.4 | 3.4 | Yes | N/A | N/A | N/A | N/A | N/A | 4508096
| Kitchen Range Hoods | Chimney Hood | Zephyr Corporation | Zephyr | ZSI-E30BS-ES | 30 | 0 |  | 8" | Horizontal | HS | 0.1 | 400 | 6.5 | 109 | 3.6 | Yes | N/A | N/A | N/A | N/A | N/A | 4508096
| Kitchen Range Hoods | Chimney Hood | Zephyr Corporation | Zephyr | ZSI-E30BS-ES | 30 | 0 |  | 8" | Vertical | WS | 0.028 | 210 | 2 | 58.7 | 3.5 | Yes | N/A | N/A | N/A | N/A | N/A | 4508096
| Kitchen Range Hoods | Chimney Hood | Zephyr Corporation | Zephyr | ZSI-E30BS-ES | 30 | 0 |  | 8" | Vertical | HS | 0.1 | 400 | 6.5 | 107 | 3.7 | Yes | N/A | N/A | N/A | N/A | N/A | 4508096
| Kitchen Range Hoods | Chimney Hood | Zephyr Corporation | Zephyr | ZSI-E30BS-ES | 30 | 0 |  | 8" | Horizontal | HS | 0.25 | 340 |  |  |  | Yes | N/A | N/A | N/A | N/A | N/A | 4508096
| Kitchen Range Hoods | Chimney Hood | Zephyr Corporation | Zephyr | ZSI-E30BS-ES | 30 | 0 |  | 8" | Vertical | HS | 0.25 | 360 |  |  |  | Yes | N/A | N/A | N/A | N/A | N/A | 4508096
| Kitchen Range Hoods | Chimney Hood | Zephyr Corporation | Zephyr | ZSI-E30DS | 30 | 0 |  | 8" | Vertical | HS | 0.25 | 550 |  | 370 |  | NO | N/A | N/A | N/A | N/A | N/A | 4508311
| Kitchen Range Hoods | Chimney Hood | Zephyr Corporation | Zephyr | ZSI-E30DS | 30 | 0 |  | 8" | Vertical | WS | 0.011 | 190 | 1.2 | 172 |  | NO | N/A | N/A | N/A | N/A | N/A | 4508311
| Kitchen Range Hoods | Chimney Hood | Zephyr Corporation | Zephyr | ZSI-E30DS | 30 | 0 |  | 8" | Horizontal | HS | 0.25 | 530 |  | 364 |  | NO | N/A | N/A | N/A | N/A | N/A | 4508311
| Kitchen Range Hoods | Chimney Hood | Zephyr Corporation | Zephyr | ZSI-E30DS | 30 | 0 |  | 8" | Horizontal | WS | 0.011 | 180 | 1.1 | 170 |  | NO | N/A | N/A | N/A | N/A | N/A | 4508311
| Kitchen Range Hoods | Chimney Hood | Zephyr Corporation | Zephyr | ZSI-E30DS | 30 | 0 |  | 8" | Horizontal | HS | 0.1 | 560 | 9 | 366 |  | NO | N/A | N/A | N/A | N/A | N/A | 4508311
| Kitchen Range Hoods | Chimney Hood | Zephyr Corporation | Zephyr | ZSI-E30DS | 30 | 0 |  | 8" | Vertical | HS | 0.1 | 570 | 9.5 | 370 |  | NO | N/A | N/A | N/A | N/A | N/A | 4508311
| Kitchen Range Hoods | Chimney Hood | Zephyr Corporation | Zephyr | ZSI-E36BS-ES | 36 | 0 |  | 8" | Horizontal | WS | 0.027 | 200 | 2 | 58.4 | 3.4 | Yes | N/A | N/A | N/A | N/A | N/A | 4508097
| Kitchen Range Hoods | Chimney Hood | Zephyr Corporation | Zephyr | ZSI-E36BS-ES | 36 | 0 |  | 8" | Horizontal | HS | 0.1 | 400 | 6.5 | 109 | 3.6 | Yes | N/A | N/A | N/A | N/A | N/A | 4508097
| Kitchen Range Hoods | Chimney Hood | Zephyr Corporation | Zephyr | ZSI-E36BS-ES | 36 | 0 |  | 8" | Vertical | WS | 0.028 | 210 | 2 | 58.7 | 3.5 | Yes | N/A | N/A | N/A | N/A | N/A | 4508097
| Kitchen Range Hoods | Chimney Hood | Zephyr Corporation | Zephyr | ZSI-E36BS-ES | 36 | 0 |  | 8" | Vertical | HS | 0.1 | 400 | 6.5 | 107 | 3.7 | Yes | N/A | N/A | N/A | N/A | N/A | 4508097
| Kitchen Range Hoods | Chimney Hood | Zephyr Corporation | Zephyr | ZSI-E36BS-ES | 36 | 0 |  | 8" | Horizontal | HS | 0.25 | 340 |  |  |  | Yes | N/A | N/A | N/A | N/A | N/A | 4508097
| Kitchen Range Hoods | Chimney Hood | Zephyr Corporation | Zephyr | ZSI-E36BS-ES | 36 | 0 |  | 8" | Vertical | HS | 0.25 | 360 |  |  |  | Yes | N/A | N/A | N/A | N/A | N/A | 4508097
| Kitchen Range Hoods | Chimney Hood | Zephyr Corporation | Zephyr | ZSI-E36DS | 36 | 0 |  | 8" | Vertical | HS | 0.25 | 550 |  | 370 |  | NO | N/A | N/A | N/A | N/A | N/A | 4508312
| Kitchen Range Hoods | Chimney Hood | Zephyr Corporation | Zephyr | ZSI-E36DS | 36 | 0 |  | 8" | Vertical | WS | 0.011 | 190 | 1.2 | 172 |  | NO | N/A | N/A | N/A | N/A | N/A | 4508312
| Kitchen Range Hoods | Chimney Hood | Zephyr Corporation | Zephyr | ZSI-E36DS | 36 | 0 |  | 8" | Horizontal | HS | 0.25 | 530 |  | 364 |  | NO | N/A | N/A | N/A | N/A | N/A | 4508312
| Kitchen Range Hoods | Chimney Hood | Zephyr Corporation | Zephyr | ZSI-E36DS | 36 | 0 |  | 8" | Horizontal | WS | 0.011 | 180 | 1.1 | 170 |  | NO | N/A | N/A | N/A | N/A | N/A | 4508312
| Kitchen Range Hoods | Chimney Hood | Zephyr Corporation | Zephyr | ZSI-E36DS | 36 | 0 |  | 8" | Horizontal | HS | 0.1 | 560 | 9 | 366 |  | NO | N/A | N/A | N/A | N/A | N/A | 4508312
| Kitchen Range Hoods | Chimney Hood | Zephyr Corporation | Zephyr | ZSI-E36DS | 36 | 0 |  | 8" | Vertical | HS | 0.1 | 570 | 9.5 | 370 |  | NO | N/A | N/A | N/A | N/A | N/A | 4508312
| Kitchen Range Hoods | Chimney Hood | Zephyr Corporation | Zephyr | ZSL-E42DS | 42 | 0 |  | 10" | Vertical | HS | 0.25 | 1040 |  | 719 |  | NO | N/A | N/A | N/A | N/A | N/A | 4508310
| Kitchen Range Hoods | Chimney Hood | Zephyr Corporation | Zephyr | ZSL-E42DS | 42 | 0 |  | 10" | Vertical | WS | 0.012 | 370 | 2 | 344 |  | NO | N/A | N/A | N/A | N/A | N/A | 4508310
| Kitchen Range Hoods | Chimney Hood | Zephyr Corporation | Zephyr | ZSL-E42DS | 42 | 0 |  | 10" | Vertical | HS | 0.1 | 1080 | 11.5 | 729 |  | NO | N/A | N/A | N/A | N/A | N/A | 4508310
| Kitchen Range Hoods | Island Hood | Zephyr Corporation | Zephyr | ZSL-E48CS | 48 | 0 |  | 10" | Vertical | HS | 0.1 | 1080 | 11.5 | 729 | 1.4 | NO | N/A | N/A | N/A | N/A | N/A | 4507720
| Kitchen Range Hoods | Island Hood | Zephyr Corporation | Zephyr | ZSL-E48CS | 48 | 0 |  | 10" | Vertical | HS | 0.25 | 1040 |  | 719 | 1.4 | NO | N/A | N/A | N/A | N/A | N/A | 4507720
| Kitchen Range Hoods | Island Hood | Zephyr Corporation | Zephyr | ZSL-E48CS | 48 | 0 |  | 10" | Vertical | WS | 0.012 | 370 | 2 | 344 | 1.0 | NO | N/A | N/A | N/A | N/A | N/A | 4507720
| Kitchen Range Hoods | Chimney Hood | Zephyr Corporation | Zephyr | ZSP-E36DS | 36 | 0 |  | 10" | Vertical | HS | 0.25 | 1040 |  | 719 |  | NO | N/A | N/A | N/A | N/A | N/A | 4508308
| Kitchen Range Hoods | Chimney Hood | Zephyr Corporation | Zephyr | ZSP-E36DS | 36 | 0 |  | 10" | Vertical | WS | 0.012 | 370 | 2 | 344 |  | NO | N/A | N/A | N/A | N/A | N/A | 4508308
| Kitchen Range Hoods | Chimney Hood | Zephyr Corporation | Zephyr | ZSP-E36DS | 36 | 0 |  | 10" | Vertical | HS | 0.1 | 1080 | 11.5 | 729 |  | NO | N/A | N/A | N/A | N/A | N/A | 4508308
| Kitchen Range Hoods | Chimney Hood | Zephyr Corporation | Zephyr | ZSP-E42DS | 42 | 0 |  | 10" | Vertical | HS | 0.25 | 1040 |  | 719 |  | NO | N/A | N/A | N/A | N/A | N/A | 4508309
| Kitchen Range Hoods | Chimney Hood | Zephyr Corporation | Zephyr | ZSP-E42DS | 42 | 0 |  | 10" | Vertical | WS | 0.012 | 370 | 2 | 344 |  | NO | N/A | N/A | N/A | N/A | N/A | 4508309
| Kitchen Range Hoods | Chimney Hood | Zephyr Corporation | Zephyr | ZSP-E42DS | 42 | 0 |  | 10" | Vertical | HS | 0.1 | 1080 | 11.5 | 729 |  | NO | N/A | N/A | N/A | N/A | N/A | 4508309
| Kitchen Range Hoods | Chimney Hood | Zephyr Corporation | Zephyr | ZSP-E48CS | 48 | 0 |  | 10" | Vertical | HS | 0.1 | 1080 | 11.5 | 729 | 1.4 | NO | N/A | N/A | N/A | N/A | N/A | 4507521
| Kitchen Range Hoods | Chimney Hood | Zephyr Corporation | Zephyr | ZSP-E48CS | 48 | 0 |  | 10" | Vertical | HS | 0.25 | 1040 |  | 719 | 1.4 | NO | N/A | N/A | N/A | N/A | N/A | 4507521
| Kitchen Range Hoods | Chimney Hood | Zephyr Corporation | Zephyr | ZSP-E48CS | 48 | 0 |  | 10" | Vertical | WS | 0.012 | 370 | 2 | 344 | 1.0 | NO | N/A | N/A | N/A | N/A | N/A | 4507521
| Downdraft Kitchen Ventilators |  | Zephyr Corporation | Zephyr | ZTV-E30AS |  | 0 |  | 6" | Rear | WS | 0.02 | 200 | 2 | 155 | 1.2 | NO | N/A | N/A | N/A | N/A | N/A | 1504022
| Downdraft Kitchen Ventilators |  | Zephyr Corporation | Zephyr | ZTV-E30AS |  | 0 |  | 6" | Rear | HS | 0.25 | 450 | 9.5 | 290 | 1.5 | NO | N/A | N/A | N/A | N/A | N/A | 1504022
| Downdraft Kitchen Ventilators |  | Zephyr Corporation | Zephyr | ZTV-E30AS |  | 0 |  | 6" | Rear | HS | 0.1 | 470 | 9.5 | 295 | 1.5 | NO | N/A | N/A | N/A | N/A | N/A | 1504022
| Downdraft Kitchen Ventilators |  | Zephyr Corporation | Zephyr | ZTV-E30AS |  | 0 |  | 6" | Front | WS | 0.02 | 200 | 2 | 158 | 1.2 | NO | N/A | N/A | N/A | N/A | N/A | 1504022
| Downdraft Kitchen Ventilators |  | Zephyr Corporation | Zephyr | ZTV-E30AS |  | 0 |  | 6" | Front | HS | 0.25 | 450 | 9.5 | 289 | 1.5 | NO | N/A | N/A | N/A | N/A | N/A | 1504022
| Downdraft Kitchen Ventilators |  | Zephyr Corporation | Zephyr | ZTV-E30AS |  | 0 |  | 6" | Front | HS | 0.1 | 470 | 9.5 | 293 | 1.6 | NO | N/A | N/A | N/A | N/A | N/A | 1504022
| Downdraft Kitchen Ventilators |  | Zephyr Corporation | Zephyr | ZTV-E36AS |  | 0 |  | 6" | Front Exhaust | HS | 0.1 | 470 | 9.5 | 293 | 1.6 | NO | N/A | N/A | N/A | N/A | N/A | 1504021
| Downdraft Kitchen Ventilators |  | Zephyr Corporation | Zephyr | ZTV-E36AS |  | 0 |  | 6" | Front Exhaust | HS | 0.25 | 450 | 9.5 | 289 | 1.5 | NO | N/A | N/A | N/A | N/A | N/A | 1504021
| Downdraft Kitchen Ventilators |  | Zephyr Corporation | Zephyr | ZTV-E36AS |  | 0 |  | 6" | Front Exhaust | WS | 0.02 | 200 | 2 | 158 | 1.2 | NO | N/A | N/A | N/A | N/A | N/A | 1504021
| Downdraft Kitchen Ventilators |  | Zephyr Corporation | Zephyr | ZTV-E36AS |  | 0 |  | 6" | Rear Exhaust | HS | 0.1 | 470 | 9.5 | 295 | 1.5 | NO | N/A | N/A | N/A | N/A | N/A | 1504021
| Downdraft Kitchen Ventilators |  | Zephyr Corporation | Zephyr | ZTV-E36AS |  | 0 |  | 6" | Rear Exhaust | HS | 0.25 | 450 | 9.5 | 290 | 1.5 | NO | N/A | N/A | N/A | N/A | N/A | 1504021
| Downdraft Kitchen Ventilators |  | Zephyr Corporation | Zephyr | ZTV-E36AS |  | 0 |  | 6" | Rear Exhaust | WS | 0.02 | 200 | 2 | 155 | 1.2 | NO | N/A | N/A | N/A | N/A | N/A | 1504021
| Kitchen Range Hoods | Undercabinet | Zephyr Corporation | Zephyr | ZVA-E30AS290 | 30 | 0 |  | 6" | Vertical | WS | 0.046 | 180 | 0.9 | 123 | 1.4 | NO | N/A | N/A | N/A | N/A | N/A | 4508247
| Kitchen Range Hoods | Undercabinet | Zephyr Corporation | Zephyr | ZVA-E30AS290 | 30 | 0 |  | 6" | Vertical | HS | 0.1 | 260 | 3.5 | 165 | 1.5 | NO | N/A | N/A | N/A | N/A | N/A | 4508247
| Kitchen Range Hoods | Undercabinet | Zephyr Corporation | Zephyr | ZVA-E30AS290 | 30 | 0 |  | 6" | Vertical | HS | 0.25 | 230 |  |  |  | NO | N/A | N/A | N/A | N/A | N/A | 4508247
| Kitchen Range Hoods | Undercabinet | Zephyr Corporation | Zephyr | ZVA-M90AS290 | 36 | 0 |  | 6" | Vertical | WS | 0.046 | 180 | 0.9 | 123 | 1.4 | NO | N/A | N/A | N/A | N/A | N/A | 4508248
| Kitchen Range Hoods | Undercabinet | Zephyr Corporation | Zephyr | ZVA-M90AS290 | 36 | 0 |  | 6" | Vertical | HS | 0.1 | 260 | 3.5 | 165 | 1.5 | NO | N/A | N/A | N/A | N/A | N/A | 4508248
| Kitchen Range Hoods | Undercabinet | Zephyr Corporation | Zephyr | ZVA-M90AS290 | 36 | 0 |  | 6" | Vertical | HS | 0.25 | 230 |  |  |  | NO | N/A | N/A | N/A | N/A | N/A | 4508248
| Kitchen Range Hoods |  | Zephyr Corporation | Zephyr | ZVE-E30DS | 30 | 0 |  | 8" | Vertical | HS | 0.1 | 690 | 11 | 328 | 2.1 | NO | N/A | N/A | N/A | N/A | N/A | 4507144
| Kitchen Range Hoods |  | Zephyr Corporation | Zephyr | ZVE-E30DS | 30 | 0 |  | 8" | Vertical | HS | 0.25 | 650 |  | 319 | 2.0 | NO | N/A | N/A | N/A | N/A | N/A | 4507144
| Kitchen Range Hoods |  | Zephyr Corporation | Zephyr | ZVE-E30DS | 30 | 0 |  | 8" | Vertical | WS | 0.006 | 140 | 0.8 | 17.5 | 8.0 | NO | N/A | N/A | N/A | N/A | N/A | 4507144
| Kitchen Range Hoods |  | Zephyr Corporation | Zephyr | ZVE-E36DS | 36 | 0 |  | 8" | Vertical | HS | 0.1 | 690 | 11 | 328 | 2.1 | NO | N/A | N/A | N/A | N/A | N/A | 4507143
| Kitchen Range Hoods |  | Zephyr Corporation | Zephyr | ZVE-E36DS | 36 | 0 |  | 8" | Vertical | HS | 0.25 | 650 |  | 319 | 2.0 | NO | N/A | N/A | N/A | N/A | N/A | 4507143
| Kitchen Range Hoods |  | Zephyr Corporation | Zephyr | ZVE-E36DS | 36 | 0 |  | 8" | Vertical | WS | 0.006 | 140 | 0.8 | 17.5 | 8.0 | NO | N/A | N/A | N/A | N/A | N/A | 4507143
| Kitchen Range Hoods |  | Zephyr Corporation | Zephyr | ZVE-E42DS | 42 | 0 |  | 8" | Vertical | HS | 0.1 | 690 | 11 | 328 | 2.1 | NO | N/A | N/A | N/A | N/A | N/A | 4507142
| Kitchen Range Hoods |  | Zephyr Corporation | Zephyr | ZVE-E42DS | 42 | 0 |  | 8" | Vertical | HS | 0.25 | 650 |  | 319 | 2.0 | NO | N/A | N/A | N/A | N/A | N/A | 4507142
| Kitchen Range Hoods |  | Zephyr Corporation | Zephyr | ZVE-E42DS | 42 | 0 |  | 8" | Vertical | WS | 0.006 | 140 | 0.8 | 17.5 | 8.0 | NO | N/A | N/A | N/A | N/A | N/A | 4507142
| Kitchen Range Hoods |  | Zephyr Corporation | Zephyr | ZVN-E42BG | 42 | 0 |  | 8" | Vertical | WS | 0.013 | 190 | 1.4 | 182 | 1.0 | NO | N/A | N/A | N/A | N/A | N/A | 4506749
| Kitchen Range Hoods |  | Zephyr Corporation | Zephyr | ZVN-E42BG | 42 | 0 |  | 8" | Vertical | HS | 0.25 | 550 |  | 391 | 1.4 | NO | N/A | N/A | N/A | N/A | N/A | 4506749
| Kitchen Range Hoods |  | Zephyr Corporation | Zephyr | ZVN-E42BG | 42 | 0 |  | 8" | Vertical | HS | 0.1 | 570 | 11.5 | 395 | 1.4 | NO | N/A | N/A | N/A | N/A | N/A | 4506749
| Kitchen Range Hoods |  | Zephyr Corporation | Zephyr | ZVN-M90BG | 36 | 0 |  | 8" | Vertical | WS | 0.013 | 190 | 1.4 | 182 | 1.0 | NO | N/A | N/A | N/A | N/A | N/A | 4506748
| Kitchen Range Hoods |  | Zephyr Corporation | Zephyr | ZVN-M90BG | 36 | 0 |  | 8" | Vertical | HS | 0.25 | 550 |  | 391 | 1.4 | NO | N/A | N/A | N/A | N/A | N/A | 4506748
| Kitchen Range Hoods |  | Zephyr Corporation | Zephyr | ZVN-M90BG | 36 | 0 |  | 8" | Vertical | HS | 0.1 | 570 | 11.5 | 395 | 1.4 | NO | N/A | N/A | N/A | N/A | N/A | 4506748
| Kitchen Range Hoods |  | Zephyr Corporation | Zephyr | ZVO-E30BG | 30 | 0 |  | 8" | Vertical | WS | 0.013 | 190 | 1.4 | 182 | 1.0 | NO | N/A | N/A | N/A | N/A | N/A | 4506747
| Kitchen Range Hoods |  | Zephyr Corporation | Zephyr | ZVO-E30BG | 30 | 0 |  | 8" | Vertical | HS | 0.25 | 550 |  | 391 | 1.4 | NO | N/A | N/A | N/A | N/A | N/A | 4506747
| Kitchen Range Hoods |  | Zephyr Corporation | Zephyr | ZVO-E30BG | 30 | 0 |  | 8" | Vertical | HS | 0.1 | 570 | 11.5 | 395 | 1.4 | NO | N/A | N/A | N/A | N/A | N/A | 4506747
| Kitchen Range Hoods |  | Zephyr Corporation | Zephyr | ZVO-M90BG | 36 | 0 |  | 8" | Vertical | WS | 0.013 | 190 | 1.4 | 182 | 1.0 | NO | N/A | N/A | N/A | N/A | N/A | 4506746
| Kitchen Range Hoods |  | Zephyr Corporation | Zephyr | ZVO-M90BG | 36 | 0 |  | 8" | Vertical | HS | 0.25 | 550 |  | 391 | 1.4 | NO | N/A | N/A | N/A | N/A | N/A | 4506746
| Kitchen Range Hoods |  | Zephyr Corporation | Zephyr | ZVO-M90BG | 36 | 0 |  | 8" | Vertical | HS | 0.1 | 570 | 11.5 | 395 | 1.4 | NO | N/A | N/A | N/A | N/A | N/A | 4506746
* Notice: The HVI Certified Products Directory (CPD) is an approved certification database for determining whether a residential ventilating fan
RVF as defined by the state meets the minimum efficiency standards and is eligible for sale in the following states: VT and NY.
For other states that have established minimum efficiency standards for all RVFs sold in the state
the HVI CPD is for informational use only and RVF compliance should be confirmed in that state's approved certification database.
Consult the state's law for any additional requirements which RVFs must meet before being approved for sale in that state.
This site should not be relied upon or construed as legal advice.
Any external resources provided below are for information purposes only.
Data on this spreadsheet was generated on Fri Dec 5 2025 at 11:09:16